## Start
Background
This step-by-step calculator will estimate the prorated annual energy consumption/water use of space leased from a third party. The energy consumption can then be entered into the Sustain.Life app to generate the tenant's emissions. Water use can also be tracked in the Sustain.Life app. Emissions sources covered include electricity, refrigerants, fire suppression, and onsite generated heating and cooling. If the building purchases or receives heating/cooling from a third party district system, please reach out to us.
The calculator is intended for the following scenarios:
• The tenant's electricity or the majority of their electricity comes from master meter(s) that also supply other tenants • The tenant's water or the majority of their water comes from master meter(s) that also supplies other tenants • The landlord/base building provides heating or cooling to the tenant's space • Base building systems serving the tenant have experienced refrigerant releases • Building fire suppression systems were used in tenant or common areas
Instructions
Information from the tenant and landlord in their respective tabs is required to complete calculations.
Information the tenant will need:
• Metering arrangements of tenant space and the sources of heating & cooling • Average headcount of their leased space (if prorating water)
Information the landlord will need:
• Annual utility data for master metered electricity and water • Annual fuel/electricity consumption of heating or cooling systems • Space breakdown for areas served by any of the utilities/services being prorated • Submetered consumption of high usage spaces served by utilities/services being prorated (optional) • Source of electricity delivered to the building and any contractual instruments for electricity supply • If the landlord prepares a GHG inventory, selected emission scopes

## Tenant - General
Key
Required input
Do not fill
Which year are you requesting data for?
Reporting year
Which of the following utilities/services delivered to the tenant are commingled or master metered with other tenants?
If not applicable, leave blank.
| Utility/Service | Commingled | Examples
Electricity
| Onsite Heating |  | Heated water, steam, or forced air
| Onsite Cooling |  | Chilled water, condenser water, or forced air
| Water |  | Potable water plumbed to tenant space or common area bathrooms
Enter the headcount for areas you occupy
For example, the number of people that enter your space on a typical day
| Tenant headcount |  | average occupancy
After completion of this sheet, send this workbook to your landlord to complete the landlord sheets.

## Landlord - General
Key
Required input
Optional input
Do not fill
Reporting period
| Building area units | Select units
The tenant has previously indicated which utilities/services are commingled with other tenants.
Please indicate the GHG Protocol scope (1, 2, or 3) under which the landlord accounts for each activity in their own inventory.
If applicable, also indicate the fuel used for generating heating or cooling provided to tenants.
If the building purchases district heating or cooling from an offsite district plant, please reach out to us.
|  | Commingled & provided to tenant? | Fuel source | Landlord's accounting scope | Examples
Electricity
| Onsite Heating |  |  |  | Heated water, steam, forced air
| Onsite Cooling |  |  |  | Chilled water, condenser water, forced air
| Water |  |  |  | Potable water plumbed to tenant space or common area bathrooms
| Utilities - Total consumption | [5 empty] | hide
Enter the total electricity consumption of the master electricity meter(s), the area of the requesting tenant's leased space served by the meter(s), and the total occupied area served by the meter(s).
|  | Meter units | Total meter use (kWh) | Tenant area served by master meter(s) (Select units) | Total occupied area served by master meter(s) (Select units) |  | Special Use Area (Select units)
| Electricity | kWh |  |  |  |  | 0
Enter the total water consumption of the master water meter and the total number of people served by this meter.
|  | Meter units | Total meter use () | Total headcount of area served by master meter(s) (average occupancy) |  |  | Tenant headcount in areas served by master meter (average occupancy)
| Water | [5 empty] | 0
Services - Total consumption
Enter the total fuel/electricity consumption of the heating or cooling systems, the area of the requesting tenant's leased space served by these systems, and the total occupied area served by them.
| Refrigerant | Fuel units | Total system consumption ( & ) | Tenant area served by system (Select units) | Total occupied area served by system (Select units)
Heating
Cooling
| Refrigerant leaks - Total releases | [5 empty] | hide
If any refrigerant leaks occurred from base building systems that serve the tenant occurred during the reporting year, enter the refrigerant and amount leaked below. Also indicate the tenant area and total building area served by the system. Multiple rows are provided if multiple refrigerants leaked.
| Refrigerant | Weight/mass units | Total refrigerant released | Tenant area served by system (Select units) | Total occupied area served by system (Select units) |  | Special Use Area (Select units)
| Select refrigerant | [5 empty] | 0
0
Fire suppression - Total use
If there were any releases of base building fire suppression systems either in the tenant area or in common areas, enter them here. If the latter, please indicate the total area of the tenant's space and total area of the building. If the release occurred in a different tenant's space, do not enter it.
| Chemical agent | Weight/mass units | Total chemical released | Release location | Tenant area (Select units) | Total building occupied area (Select units)
| Select chemical | Select units |  | Select location
Proceed to Landlord - High Use Areas sheet >

## Landord - Electricity Sources
Key
Required input
Optional input
Do not fill
Enter the percentages of electricity from each source that are supplied to the master meter(s) and/or used for heating & cooling.
| Source | % | Emission factor (if available) | Emission factor units | Description
| General grid mix electricity |  |  |  | General electricity from the grid without supply contracts
| Grid electricity with supply contracts for non-renewable energy |  |  |  | Electricity purchased from a specific energy supplier via the grid
| Grid electricity covered by RECs or a PPA |  |  |  | Electricity supplied via the grid from an offsite renewable generator or RECs the landlord has purchased to cover building electricity
| Direct line fossil fuel microgrid from third party (not from landlord) |  |  |  | Electricity purchased directly from a generator without grid transfers
| Onsite fossil fuel generation |  |  |  | Electricity generated onsite via a fossil fuel generator or CHP plant
| Onsite renewable energy generation |  |  |  | Electricity from onsite renewable energy installations
Select outcome
Proceed to Landlord - High Use Areas >

## Landlord - High Use Areas
Key
Required input
Optional input
Do not fill
High consumption spaces
Do the utilities/services in question have any of the following high energy/water use spaces? If so, select "True" in the appropriate cell for the space type and utility/service.
If there are any submetered areas in the building not listed that share the the same meter(s) or services as the tenant, enter them in "Other".
If not applicable, leave blank.
| Space Type | Electricity | Heating | Cooling | Water |  | Count
| Server Rooms | [5 empty] | 0
| Laboratory | [5 empty] | 0
| Food Service | [5 empty] | 0
| Medical Office | [5 empty] | 0
| Retail | [5 empty] | 0
| Other (specify here) | [5 empty] | 0
| Other (specify here) | [5 empty] | 0
hide | count | 0 | 0 | 0 | 0
Submetered consumption for high use areas (if available)
Enter the consumption for applicable utilities/services in high use areas, if such areas are submetered, as well as the total consumption of the system.
If consumption data is unavailable we will estimate based on industry averages, however, we will not be able to provide estimates if consumption data is not provided for "Other" spaces.
For example, if the total heating use on the master meter is 100,000 ton-hr and the submetered server rooms use 10,000 ton-hr, go to the heating column and enter 100,000 in the "Total system output" row and 10,000 in the "Server rooms" row.
| Space type | Area (Select units) | Electricity | Heating | Cooling | Water
Total system output
Server rooms
Laboratory
Food service
Medical office
Retail
Other (specify here)
Other (specify here)
| Units | Select units | kWh | Select units | Select units | 0
Please note, for heating and cooling, consumption is measured in the total output of the system (e.g. ton-hr of heating) and not fuel input to the system.
If you do not have this data, leave it blank.

## Results
Electricity | Units | tag | Amount | Emission factor (if applicable) | Emission factor units
Grid electricity | kWh |  | 0
Energy supply contracts | kWh |  | 0
Direct line microgrid (fossil fuel) | kWh |  | 0
Onsite renewable energy | kWh |  | 0
Stationary combustion | Units | tag | Amount
Natural gas | MMBtu | Natural gasMMBtu | 0
Oil #2/Red diesel/Gas fuel | MMBtu | Oil #2/Red diesel/Gas fuelMMBtu | 0
Fuel oil #6 | MMBtu | Fuel oil #6MMBtu | 0
Water | Units | tag | Amount
Third-party/municipal water | 0 |  | -
Refrigerants | Units |  | Amount
Fire Suppression | Units |  | Amount
To finalize these calculations, please review the sheet to ensure that all required inputs have been provided
Once verified, these values are ready to be entered into the Sustain.Life app.

## Methodology
v1
Methodology
This calculator uses floor space to prorate a tenant energy use from master metered utilities or commingled building services. When floor space and consumption values are provided, the tenant's share of use will reflect their share of the total occupied floor area. If the meter(s) or services supply high use spaces, the tenant's share is adjusted to reflect these high use spaces. If the landlord does not have submetered data for high use spaces, an estimate is developed using data from CBECs or I2SL (for laboratories). For server rooms, since benchmarking data is generally provided in the form of PUE, a custom kWh/sqft value was developed based on industry experience. If the landlord does not have total consumption data for heating or cooling systems, an estimate is developed based on CBECs data. In some instances, this described methodology may lead to abnormal results. When those results are detected, the calculation defaults to a naive estimate based only on CBECs data and the tenant's floor space.
Assumptions
• Tenant's primary use is office space
• Energy attributes from renewable energy purchased by the building are not conveyed to the tenant unless explicitly expressed through a contractual instrument. The tenant should indicate this when inputting data into the Sustain.Life app.

## _backend (hidden)
|  | Electricity (kBtu/sf/yr) | Heating (kBtu/sf/yr) | Cooling (kBtu/sf/yr) | [7 empty] | Convert
CBECS & I2SL Benchmarking | Server rooms | 597.8069 |  | 239.1228 | [8 empty] | Multiply by
| Lab | 139.2153 | 115.0154 | 31.7329 | [6 empty] | Natural Gas |  | gallons | CCF/HCF | liters | kiloliters | MMBtu | kBtu | Btu | ton-hr | kWh | therm | sf | sq-m | scf
| Cafeteria/Food Court | 153.381 | 27.2 | 18 | [7 empty] | gallons | 1 | 0.0013368 | 3.7854 | 0.0037854
| Medical Office | 64.009 | 26.4 | 6.9 | [7 empty] | CCF/HCF | 748.052 | 1 | 2831.682 | 2.8317 | 0.1026 | 102.6 | 102600 |  | 30.0691 | 1.026 |  |  | 100
| Retail | 51.6639 | 15.5 | 7.6 | [7 empty] | liters | 0.26417 | 0.00035315 | 1 | 0.001
| Office | 54.2252 | 19.5 | 7.8 | [7 empty] | kiloliters | 264.172 | 0.35315 | 1000 | 1
[12 empty] | MMBtu |  | 9.7466 |  |  | 1 | 1000 | 1000000 | 83.3333 | 293.071 | 10 |  |  | 974.7
[12 empty] | kBtu |  | 0.0097466 |  |  | 0.001 | 1 | 1000 | 0.083333 | 0.29307 | 0.01
[12 empty] | Btu |  | 9.7466e-06 |  |  | 1e-06 | 0.001 | 1 | 8.3333e-05 | 0.00029307 | 1e-05 |  |  | 0.0009747
[12 empty] | ton-hr |  |  |  |  | 0.012 | 12 | 12000 | 1 | 3.5169
| Server Rooms | [10 empty] | kWh |  | 0.033257 |  |  | 0.0034121 | 3.4121 | 3412.14 | 0.28435 | 1 | 0.03413 |  |  | 3.326
| Avg. Serve Rm IT Load Power Density | 20 | W/sf | [8 empty] | therm |  | 0.97466 |  |  | 0.1 | 100 | 100000 |  | 29.3001 | 1 |  |  | 97.47
| Cooling COP | 2.5 | [9 empty] | sf | [10 empty] | 1 | 0.092903
| Electricity Consumption | 175.2 | kWh/sf | [8 empty] | sq-m | [10 empty] | 10.7639 | 1
| Cooling Consumption | 70.08 | kWh/sf | [8 empty] | scf |  | 0.01 |  |  | 0.001026 | 1.026 | 1025.9567 |  | 0.30066 | 0.01026 |  |  | 1
Total Consumption
|  | Fuel | Conversion Table Offset | Total Usage (user units) | User units | Total Usage (calc units) | Calc units |  |  |  |  | Convert
| Electricity | Electricity | 54 | 0 | kWh | 0 | kBtu | [5 empty] | Multiply by
| Heating | 0 | #N/A | #N/A | 0 | #N/A | kBtu |  |  |  | Oil 2 |  | gallons | CCF/HCF | liters | kiloliters | MMBtu | kBtu | Btu | ton-hr | kWh | therm | sf | sq-m | scf
| Cooling | 0 | #N/A | #N/A | 0 | #N/A | kBtu |  |  |  |  | gallons | 1 | 0.0013368 | 3.7854 | 0.0037854 | 0.146 | 146 | 146000 |  | 42.7884
| Water | Water | 0 | 0 | 0 | #N/A | gallons |  |  |  |  | CCF/HCF | 748.052 | 1 | 2831.682 | 2.8317 | 109.2156 | 109215.592 | 109215592 |  | 32007.9457 |  |  |  | 100
[12 empty] | liters | 0.26417 | 0.00035315 | 1 | 0.001 | 0.038569 | 38.5691 | 38569.112 |  | 11.3035
| Tenant CBECs Estimation | [10 empty] | kiloliters | 264.172 | 0.35315 | 1000 | 1 | 3.8569e-05 | 0.038569 | 38.5691 |  | 11303.4963
| Tenant Consumption | Fuel | Conversion Table Offset | Tenant Area | Calc units | Total Usage (user units) | Output units |  |  |  |  | MMBtu | 6.8493 | 0.0091562 | 25.9275 | 0.025927 | 1 | 1000 | 1000000 | 83.3333 | 293.071 |  |  |  | 0.91562
| Electricity | Electricity | 54 | #N/A | kBtu | #N/A | kWh |  |  |  |  | kBtu | 0.0068493 | 9.1562e-06 | 0.025927 | 2.5927e-05 | 0.001 | 1 | 1000 | 0.083333 | 0.29307
| Heating | 0 | #N/A | #N/A | kBtu | #N/A | MMBtu |  |  |  |  | Btu | 6.8493e-06 | 9.1562e-09 | 2.5927e-05 | 2.5927e-08 | 1e-06 | 0.001 | 1 | 8.3333e-05 | 0.00029307 |  |  |  | 9.1562e-07
| Cooling | 0 | #N/A | #N/A | kBtu | #N/A | MMBtu |  |  |  |  | ton-hr |  |  |  |  | 0.012 | 12 | 12000 | 1 | 3.5169
[12 empty] | kWh | 0.023371 | 3.1242e-05 | 0.088468 | 8.8468e-05 | 0.0034121 | 3.4121 | 3412.14 | 0.28435 | 1 |  |  |  | 3.326
| Total system input estimation (kbtu) | [10 empty] | therm
|  | Office | Server Rooms | Laboratory | Food Service | Medical Office | Retail | Total |  |  |  | sf | [10 empty] | 1 | 0.092903
| Electricity | #N/A | #N/A | #N/A | #N/A | #N/A | #N/A | #N/A |  |  |  | sq-m | [10 empty] | 10.7639 | 1
| Heating | #N/A | #N/A | #N/A | #N/A | #N/A | #N/A | #N/A |  |  |  | scf |  | 0.01 |  |  | 1.0922 | 1092.1559 | 1092155.92 |  | 0.30066 |  |  |  | 1
| Cooling | #N/A | #N/A | #N/A | #N/A | #N/A | #N/A | #N/A
| High use area % of utility/service | [10 empty] | Convert
|  | Office | Server Rooms | Laboratory | Food Service | Medical Office | Retail | [5 empty] | Multiply by
| Electricity | #N/A | #N/A | #N/A | #N/A | #N/A | #N/A |  |  |  | Oil 6 |  | gallons | CCF/HCF | liters | kiloliters | MMBtu | kBtu | Btu | ton-hr | kWh | therm | sf | sq-m | scf
| Heating | #N/A | #N/A | #N/A | #N/A | #N/A | #N/A |  |  |  |  | gallons | 1 | 0.0013368 | 3.7854 | 0.0037854 | 0.15 | 150 | 150000 |  | 43.9607
| Cooling | #N/A | #N/A | #N/A | #N/A | #N/A | #N/A |  |  |  |  | CCF/HCF | 748.052 | 1 | 2831.682 | 2.8317 | 112.2078 | 112207.8 | 112207800 |  | 32884.8758 |  |  |  | 100
[12 empty] | liters | 0.26417 | 0.00035315 | 1 | 0.001 | 0.039626 | 39.6258 | 39625.8 |  | 11.6132
| Special Use Areas on Master Meter |  | Exists & not submetered |  |  |  | Estimated % of total consumption |  |  |  |  | kiloliters | 264.172 | 0.35315 | 1000 | 1 | 3.9626e-05 | 0.039626 | 39.6258 |  | 11613.1812
|  | Area (sf) | Electricity | Heating | Cooling | Water | Electricity | Heating | Cooling | Water |  | MMBtu | 6.6667 | 0.008912 | 25.2361 | 0.025236 | 1 | 1000 | 1000000 | 83.3333 | 293.071 |  |  |  | 0.8912
| Server Rooms | #N/A | FALSE | FALSE | FALSE | FALSE | #N/A | #N/A | #N/A | #N/A |  | kBtu | 0.0066667 | 8.912e-06 | 0.025236 | 2.5236e-05 | 0.001 | 1 | 1000 | 0.083333 | 0.29307
| Laboratory | #N/A | FALSE | FALSE | FALSE | FALSE | #N/A | #N/A | #N/A | #N/A |  | Btu | 6.6667e-06 | 8.912e-09 | 2.5236e-05 | 2.5236e-08 | 1e-06 | 0.001 | 1 | 8.3333e-05 | 0.00029307 |  |  |  | 8.912e-07
| Food Service | #N/A | FALSE | FALSE | FALSE | FALSE | #N/A | #N/A | #N/A | #N/A |  | ton-hr |  |  |  |  | 0.012 | 12 | 12000 | 1 | 3.5169
| Medical Office | #N/A | FALSE | FALSE | FALSE | FALSE | #N/A | #N/A | #N/A | #N/A |  | kWh | 0.022748 | 3.0409e-05 | 0.086109 | 8.6109e-05 | 0.0034121 | 3.4121 | 3412.14 | 0.28435 | 1 |  |  |  | 3.326
| Retail | #N/A | FALSE | FALSE | FALSE | FALSE | #N/A | #N/A | #N/A | #N/A |  | therm
| Other | #N/A | FALSE | FALSE | FALSE | FALSE | FALSE | FALSE | FALSE | FALSE |  | sf | [10 empty] | 1 | 0.092903
| Other | #N/A | FALSE | FALSE | FALSE | FALSE | FALSE | FALSE | FALSE | FALSE |  | sq-m | [10 empty] | 10.7639 | 1
| Input units: | Select units |  |  |  | Input units | kWh | Select units | Select units | 0 |  | scf |  | 0.01 |  |  | 1.1221 | 1122.078 | 1122078 |  | 0.30066 |  |  |  | 1
[6 empty] | % to prorate | 100% | 100% | 100% | 100%
Convert
| Energy/Water Summary Outputs | [11 empty] | Multiply by
|  | Calculated Consumption (output units) | Output units | Fuel | tag | Offset | REC evaluation |  | Electricity (kWh) |  | Electricity |  | gallons | CCF/HCF | liters | kiloliters | MMBtu | kBtu | Btu | ton-hr | kWh | therm | sf | sq-m | scf
| Electricity | 0 | kWh | Electricity | ElectricitykWh | 54 | 0 |  | 0 |  |  | gallons | 1 | 0.0013368 | 3.7854 | 0.0037854
| Heating | #N/A | MMBtu | 0 | 0MMBtu | #N/A | [5 empty] | CCF/HCF | 748.052 | 1 | 2831.682 | 2.8317 | [8 empty] | 100
| Cooling | #N/A | MMBtu | 0 | 0MMBtu | #N/A | [5 empty] | liters | 0.26417 | 0.00035315 | 1 | 0.001
| Domestic Water | - | 0 | Water | Water0 | [6 empty] | kiloliters | 264.172 | 0.35315 | 1000 | 1
[12 empty] | MMBtu |  |  |  |  | 1 | 1000 | 1000000 | 83.3333 | 293.071
[12 empty] | kBtu |  |  |  |  | 0.001 | 1 | 1000 | 0.083333 | 0.29307
[12 empty] | Btu |  |  |  |  | 1e-06 | 0.001 | 1 | 8.3333e-05 | 0.00029307
| Emission Factor Unit Conversion | [10 empty] | ton-hr |  |  |  |  | 0.012 | 12 | 12000 | 1 | 3.5169
|  | % of all electricity | Input factor | Input unit | Output | Output units |  | Weighted average factor |  |  |  | kWh |  |  |  |  | 0.0034121 | 3.4121 | 3412.14 | 0.28435 | 1 |  |  |  | 3.326
| Direct Line Fossil Fuel Microgrid from Third Party (not from landlord) | 0% | 0 |  | #N/A | g/kWh |  | #N/A | g/kWh |  |  | therm
| Onsite Fossil Fuel Generation | 0% | 0 |  | #N/A | g/kWh | [5 empty] | sf | [10 empty] | 1 | 0.092903
[12 empty] | sq-m | [10 empty] | 10.7639 | 1
[12 empty] | scf |  | 0.01 | [6 empty] | 0.30066 |  |  |  | 1
| Fuel Check | [11 empty] | g/kWh | kg/kWh | lb/kWh
|  | Electricity Exists | Heating exists | Cooling exists | Exists? | [5 empty] | Weights | g/kWh | 1 | 0.001 | 0.0022046
| Electricity | 0 | 0 | 0 | 0 | [6 empty] | kg/kWh | 1000 | 1 | 2.2046
| Natural Gas |  | 0 | 0 | 0 | [6 empty] | lb/kWh | 453.597 | 0.4536 | 1
| Oil #2/Red Diesel/Gas Fuel |  | 0 | 0 | 0
| Oil #6 |  | 0 | 0 | 0
Refrigerant Leaks
| Refrigerant | Units | Mass | Tenant proportion | Tenant share
| Select refrigerant | 0 | 0 | #DIV/0!
|  | 0 | 0 | #DIV/0!
|  | 0 | 0 | #DIV/0!
0
Fire Suppression
| Chemical agent | Weight/mass units | Total chemical released | Release location | Tenant proportion | Tenant share
| Select chemical | Select units | 0 | Select location | #DIV/0!
|  |  | 0 | 0 | #DIV/0!
|  |  | 0 | 0 | #DIV/0!
0
Note on C4: [Threaded comment] Your version of Excel allows you to read this threaded comment; however, any edits to it will get removed if the file is opened in a newer version of Excel. Learn more: https://go.microsoft.com/fwlink/?linkid=870924 Comment: From I2SL
Note on E4: [Threaded comment] Your version of Excel allows you to read this threaded comment; however, any edits to it will get removed if the file is opened in a newer version of Excel. Learn more: https://go.microsoft.com/fwlink/?linkid=870924 Comment: From i2sl benchmarking tool
Note on C14: [Threaded comment] Your version of Excel allows you to read this threaded comment; however, any edits to it will get removed if the file is opened in a newer version of Excel. Learn more: https://go.microsoft.com/fwlink/?linkid=870924 Comment: Rack power density of 60 W/sqft. Rack area fraction 33%.
Note on B26: [Threaded comment] Your version of Excel allows you to read this threaded comment; however, any edits to it will get removed if the file is opened in a newer version of Excel. Learn more: https://go.microsoft.com/fwlink/?linkid=870924 Comment: Used in instances where calculator cannot return a positive result
Note on C58: [Threaded comment] Your version of Excel allows you to read this threaded comment; however, any edits to it will get removed if the file is opened in a newer version of Excel. Learn more: https://go.microsoft.com/fwlink/?linkid=870924 Comment: Consumption estimated via proration and square feet
Note on J58: [Threaded comment] Your version of Excel allows you to read this threaded comment; however, any edits to it will get removed if the file is opened in a newer version of Excel. Learn more: https://go.microsoft.com/fwlink/?linkid=870924 Comment: Necessary if the heating or cooling fuel is electricity
Note on B66: [Threaded comment] Your version of Excel allows you to read this threaded comment; however, any edits to it will get removed if the file is opened in a newer version of Excel. Learn more: https://go.microsoft.com/fwlink/?linkid=870924 Comment: This is necessary to create a blended emission factor for both direct line microgram and onsite fossil fuel generation.

## _dropdowns (hidden)
REC Eval
Select units | Select units | Select units | Select units | TRUE | Select chiller type |  | Yes | Select heating fuel | Offset | Select units | Select cooling fuel | Select units | Select scope | Select outcome | 0 | Select Units | Select Scope | Select refrigerant | Select units | Select chemical | Select location
gallons | kBtu | therm | sf |  | Electric-driven | kWh | No | Electricity | 54 | kWh | Electricity | average occupancy | Scope 1 | RECs sold to third party | 0 | g/kWh | Scope 2 | C2F6 | kg | CO2 | Tenant space
SCF | Btu | kWh | sq-m |  | Natural gas absorption |  |  | Natural Gas | 0 | therm | Natural Gas | FTE | Scope 2 | RECs not generated | 1 | kg/kWh | Scope 3 | CF4 | g | HFC 23 | Common area
CCF/HCF | MMBtu | SCF |  |  | Enginer-driven natural gas |  |  | Oil #2/Red Diesel/Gas Fuel | 18 | gallons |  |  | Scope 3 | RECs or energy attributes conveyed or sold to tenant | 1 | lb/kWh |  | CO2 | lb | HFC 125
liters | ton-hr | CCF/HCF |  |  | Other |  |  | Oil #6 | 36 | SCF |  |  |  | 0 | 0 |  |  | R-22 | oz | HFC 134a
kiloliters | kWh | [8 empty] | CCF/HCF | [7 empty] | HFC 23 |  | HFC 227ea
[18 empty] | R-32 |  | HFC 236
[18 empty] | HFC 125 |  | CF4
[18 empty] | HFC 134a |  | C4F10
[18 empty] | R-143a |  | FK-5-1-12
[18 empty] | R-152a |  | Halon-1301
[18 empty] | HFC 236 |  | Halon-1211
R-401A
R-401B
R-401C
R-402A
R-402B
R-403B
R-404A
R-406A
R-407A
R-407B
R-407C
R-407D
R-407E
R-407F
R-408A
R-409A
R-410A
R-410B
R-411A
R-411B
R-413A
R-414A
R-414B
R-417A
R-422A
R-422D
R-423A
R-424A
R-426A
R-428A
R-434A
R-500
R-502
R-503
R-504
R-507
R-508A
R-508B
SF6

## _references (hidden)
Lessee's perspective

## _c1 (hidden)
Release date: May 2016
Table C1. Total energy consumption by major fuel, 2012
| All buildings |  | Total energy consumption (trillion Btu)
|  | Total floorspace (million square feet) | Sum of major fuels | Electricity
| Number of buildings (thousand) |  |  | Primary | Site | Natural gas | Fuel oil | District heat
All buildings | 5557 | 87093 | 6963 | 12934 | 4241 | 2248 | 134 | 341
Building floorspace (square feet)
1,001 to 5,000 | 2777 | 8041 | 723 | 1357 | 445 | 256 | 21 | Q
5,001 to 10,000 | 1229 | 8900 | 646 | 1179 | 386 | 248 | 10 | Q
10,001 to 25,000 | 884 | 14105 | 876 | 1655 | 543 | 304 | 20 | Q
25,001 to 50,000 | 332 | 11917 | 823 | 1549 | 508 | 284 | 14 | 17
50,001 to 100,000 | 199 | 13918 | 1067 | 1996 | 654 | 338 | 23 | 52
100,001 to 200,000 | 90 | 12415 | 1035 | 1974 | 647 | 290 | 20 | 77
200,001 to 500,000 | 38 | 10724 | 1026 | 1876 | 615 | 310 | 14 | 88
Over 500,000 | 8 | 7074 | 767 | 1349 | 442 | 219 | 12 | 94
Principal building activity
Education | 389 | 12239 | 842 | 1396 | 458 | 291 | 28 | 65
Food sales | 177 | 1252 | 262 | 634 | 208 | 53 | Q | N
Food service | 380 | 1819 | 514 | 850 | 279 | 227 | Q | Q
Health care | 157 | 4155 | 718 | 1114 | 365 | 265 | 20 | 68
Inpatient | 10 | 2374 | 549 | 766 | 251 | 219 | 16 | 62
Outpatient | 147 | 1781 | 169 | 348 | 114 | 46 | Q | Q
Lodging | 158 | 5826 | 564 | 928 | 304 | 221 | 8 | 31
Mercantile | 602 | 11330 | 1008 | 2151 | 705 | 291 | 9 | Q
Retail (other than mall) | 438 | 5439 | 364 | 857 | 281 | 74 | 7 | Q
Enclosed and strip malls | 164 | 5890 | 644 | 1293 | 424 | 217 | Q | Q
Office | 1012 | 15952 | 1241 | 2637 | 865 | 282 | 18 | 76
Public assembly | 352 | 5559 | 480 | 837 | 275 | 135 | 7 | 64
Public order and safety | 84 | 1440 | 133 | 223 | 73 | 41 | 2 | Q
Religious worship | 412 | 4557 | 173 | 247 | 81 | 87 | 5 | N
Service | 619 | 4630 | 272 | 389 | 127 | 122 | 16 | Q
Warehouse and storage | 796 | 13077 | 429 | 866 | 284 | 139 | 5 | Q
Other | 125 | 2002 | 286 | 581 | 191 | 81 | 10 | Q
Vacant | 296 | 3256 | 41 | 80 | 26 | 13 | Q | Q
Year constructed
Before 1920 | 362 | 3983 | 238 | 332 | 109 | 87 | 16 | 25
1920 to 1945 | 488 | 6025 | 418 | 668 | 219 | 145 | 14 | 40
1946 to 1959 | 599 | 7381 | 537 | 884 | 290 | 199 | 18 | 29
1960 to 1969 | 639 | 10362 | 902 | 1531 | 502 | 314 | 20 | 66
1970 to 1979 | 684 | 10846 | 1012 | 1776 | 582 | 340 | 16 | 73
1980 to 1989 | 915 | 15230 | 1164 | 2431 | 797 | 335 | 16 | 17
1990 to 1999 | 845 | 13803 | 1102 | 2217 | 727 | 338 | 14 | 23
2000 to 2003 | 375 | 7215 | 579 | 1159 | 380 | 158 | 10 | Q
2004 to 2007 | 347 | 6524 | 528 | 1008 | 330 | 172 | 3 | 23
2008 to 2012 | 303 | 5723 | 484 | 926 | 304 | 159 | 6 | Q
Census region and division
Northeast | 805 | 15534 | 1459 | 2293 | 752 | 499 | 90 | 119
New England | 302 | 4302 | 368 | 526 | 172 | 111 | 47 | Q
Middle Atlantic | 504 | 11232 | 1092 | 1767 | 579 | 389 | 42 | 81
Midwest | 1237 | 18919 | 1566 | 2595 | 851 | 642 | 15 | 58
East North Central | 735 | 12742 | 1131 | 1815 | 595 | 494 | 10 | 32
West North Central | 502 | 6178 | 435 | 780 | 256 | 149 | 5 | Q
South | 2247 | 34279 | 2566 | 5518 | 1809 | 615 | 23 | 119
South Atlantic | 1091 | 17981 | 1358 | 2983 | 978 | 305 | 16 | 59
East South Central | 370 | 4904 | 369 | 735 | 241 | 104 | 3 | Q
West South Central | 786 | 11394 | 839 | 1800 | 590 | 207 | 4 | Q
West | 1267 | 18360 | 1372 | 2528 | 829 | 491 | 7 | 45
Mountain | 338 | 4981 | 417 | 698 | 229 | 163 | Q | 23
Pacific | 929 | 13379 | 954 | 1831 | 600 | 328 | 5 | 22
Climate region1
Very cold/Cold | 2031 | 31898 | 2746 | 4363 | 1430 | 1097 | 81 | 137
Mixed-humid | 1743 | 27873 | 2270 | 4324 | 1418 | 657 | 43 | 152
Mixed-dry/Hot-dry | 837 | 12037 | 804 | 1586 | 520 | 255 | 2 | Q
Hot-humid | 799 | 12831 | 947 | 2294 | 752 | 171 | 6 | 18
Marine | 147 | 2454 | 197 | 367 | 120 | 68 | 1 | Q
Number of floors
One | 3836 | 39809 | 2831 | 5676 | 1861 | 918 | 42 | Q
Two | 1158 | 20206 | 1460 | 2696 | 884 | 511 | 32 | Q
Three | 374 | 8140 | 668 | 1139 | 373 | 224 | 23 | 47
Four to nine | 177 | 13535 | 1432 | 2402 | 788 | 443 | 28 | 173
Ten or more | 13 | 5404 | 572 | 1021 | 335 | 151 | 8 | 77
Elevators and escalators (more than one may apply)
Any elevators | 405 | 32120 | 3183 | 5612 | 1840 | 972 | 56 | 315
Number of elevators
One | 272 | 11158 | 884 | 1528 | 501 | 296 | 16 | 71
Two to five | 118 | 12817 | 1242 | 2315 | 759 | 353 | 26 | 104
Six or more | 16 | 8145 | 1058 | 1769 | 580 | 322 | 15 | 140
Any escalators | 10 | 3654 | 377 | 689 | 226 | 98 | 5 | 48
Number of workers (main shift)
Fewer than 5 | 2892 | 17751 | 756 | 1390 | 456 | 264 | 31 | Q
5 to 9 | 1085 | 8973 | 598 | 1163 | 381 | 202 | 9 | Q
10 to 19 | 731 | 9623 | 772 | 1375 | 451 | 298 | 11 | Q
20 to 49 | 513 | 14514 | 1188 | 2287 | 750 | 379 | 17 | 43
50 to 99 | 206 | 13476 | 1150 | 2228 | 730 | 360 | 21 | 38
100 to 249 | 93 | 10941 | 1058 | 1928 | 632 | 337 | 22 | 67
250 or more | 37 | 11815 | 1441 | 2562 | 840 | 408 | 22 | 171
Weekly operating hours
Fewer than 40 | 1149 | 8220 | 229 | 364 | 119 | 97 | 10 | Q
40 to 48 | 1346 | 15828 | 832 | 1609 | 527 | 259 | 27 | 19
49 to 60 | 1244 | 20529 | 1258 | 2482 | 814 | 369 | 25 | 50
61 to 84 | 764 | 15867 | 1370 | 2591 | 850 | 469 | 20 | 31
85 to 167 | 479 | 9395 | 1098 | 2081 | 682 | 349 | 9 | 58
Open continuously | 575 | 17253 | 2177 | 3806 | 1248 | 705 | 44 | 180
Ownership and occupancy
Nongovernment owned | 4781 | 67550 | 5375 | 10278 | 3370 | 1747 | 91 | 168
Owner occupied | 2466 | 30637 | 2615 | 4739 | 1554 | 890 | 56 | 115
Leased to tenant(s) | 1745 | 26115 | 2041 | 4143 | 1358 | 634 | 23 | 25
Owner occupied and leased | 349 | 8873 | 709 | 1379 | 452 | 219 | 11 | 27
Unoccupied | 221 | 1925 | 10 | 18 | 6 | 4 | Q | Q
Government owned | 776 | 19543 | 1588 | 2656 | 871 | 501 | 43 | 173
Federal | 33 | 1573 | 137 | 236 | 77 | 30 | Q | 27
State | 185 | 5539 | 555 | 839 | 275 | 169 | 5 | 105
Local | 558 | 12431 | 896 | 1580 | 518 | 302 | 34 | 41
Party responsible for operation and maintenance of energy systems
Building owner | 4715 | 73702 | 5808 | 10710 | 3512 | 1852 | 121 | 324
Business owner or tenant | 724 | 11309 | 983 | 1892 | 620 | 343 | 10 | Q
Property management | 54 | 1250 | 96 | 192 | 63 | 27 | 1 | Q
Other | 64 | 832 | 75 | 139 | 46 | 27 | Q | Q
Provider of direct input on energy- related equipment purchases
Building owner | 4876 | 76271 | 5984 | 11045 | 3621 | 1915 | 123 | 325
Business owner or tenant | 540 | 8256 | 766 | 1479 | 485 | 264 | 6 | Q
Property management | 35 | 880 | 61 | 123 | 40 | 17 | 2 | Q
Other | 106 | 1686 | 153 | 287 | 94 | 52 | 3 | Q
Number of establishments
One | 4205 | 54994 | 4485 | 8087 | 2651 | 1527 | 98 | 208
2 to 5 | 862 | 17756 | 1400 | 2588 | 849 | 429 | 25 | 98
6 to 10 | 147 | 4425 | 364 | 733 | 240 | 107 | 5 | 11
11 to 20 | 68 | 3704 | 355 | 713 | 234 | 112 | 1 | Q
More than 20 | 27 | 3821 | 347 | 794 | 260 | 67 | 4 | 15
Currently unoccupied | 248 | 2393 | 13 | 19 | 6 | 6 | Q | Q
Predominant exterior wall material
Brick, stone, or stucco | 2312 | 40463 | 3457 | 6206 | 2035 | 1160 | 59 | 203
Concrete (block or poured) | 1121 | 20726 | 1720 | 3357 | 1101 | 535 | 28 | 56
Concrete panels | 210 | 8693 | 664 | 1254 | 411 | 208 | 7 | 38
Siding or shingles | 905 | 5750 | 400 | 743 | 244 | 134 | 21 | Q
Metal panels | 933 | 8673 | 428 | 823 | 270 | 126 | 13 | Q
Window glass | 17 | 1340 | 170 | 326 | 107 | 48 | 2 | 13
Other | 37 | 856 | 79 | 143 | 47 | Q | Q | Q
No one major type | 21 | 592 | 45 | 81 | 26 | 14 | Q | Q
Predominant roof material
Metal surfacing | 1672 | 15916 | 865 | 1758 | 576 | 241 | 23 | Q
Synthetic or rubber | 911 | 25817 | 2442 | 4391 | 1440 | 850 | 40 | 112
Built-up | 836 | 21835 | 1862 | 3508 | 1150 | 582 | 31 | 98
Slate or tile shingles | 406 | 4306 | 371 | 610 | 200 | 114 | 4 | Q
Wooden materials (including shingles) | 157 | 1139 | 92 | 144 | 47 | 41 | Q | Q
Asphalt, fiberglass, or other shingles | 1483 | 15104 | 1105 | 2045 | 670 | 368 | 27 | 40
Concrete | 51 | 1642 | 132 | 311 | 102 | 24 | 3 | Q
Other | 24 | 678 | 58 | 111 | 36 | 18 | Q | Q
No one major type | 18 | 657 | 35 | 55 | 18 | 10 | Q | Q
Roof characteristics
Roof tilt
Flat | 1960 | 49623 | 4476 | 8320 | 2728 | 1455 | 68 | 225
Shallow pitch | 2148 | 23853 | 1597 | 3103 | 1017 | 481 | 34 | 64
Steeper pitch | 1449 | 13617 | 890 | 1511 | 495 | 312 | 32 | Q
Cool roof | 740 | 19630 | 1837 | 3381 | 1108 | 602 | 33 | 94
Renovations in buildings constructed before 2008 (more than one may apply)
Any type of renovation | 2094 | 42216 | 3762 | 6747 | 2212 | 1230 | 80 | 240
Addition or annex | 444 | 13022 | 1292 | 2129 | 698 | 468 | 34 | 91
Reduction in floorspace | 71 | 1753 | 226 | 370 | 121 | 70 | Q | Q
Roof replacement | 987 | 20917 | 1986 | 3429 | 1124 | 681 | 55 | 126
Exterior wall replacement | 194 | 4230 | 399 | 731 | 240 | 129 | 11 | 18
Interior wall reconfiguration | 889 | 21340 | 2056 | 3709 | 1216 | 644 | 39 | 157
Window replacement | 560 | 12265 | 1090 | 1832 | 601 | 387 | 35 | 68
HVAC equipment upgrade | 1101 | 26779 | 2545 | 4504 | 1477 | 842 | 48 | 177
Lighting upgrade | 982 | 25503 | 2440 | 4264 | 1398 | 810 | 52 | 180
Electrical upgrade | 747 | 16160 | 1608 | 2753 | 903 | 551 | 38 | 116
Plumbing system upgrade | 644 | 13828 | 1397 | 2311 | 758 | 515 | 33 | 90
Insulation upgrade | 382 | 7607 | 771 | 1309 | 429 | 269 | 13 | 60
Fire, safety, or security upgrade | 616 | 17196 | 1685 | 2936 | 963 | 569 | 39 | 115
Structural upgrade | 152 | 3913 | 424 | 716 | 235 | 151 | 9 | 29
Other | 39 | 848 | 69 | 135 | 44 | 14 | Q | Q
No renovations | 3160 | 39154 | 2718 | 5261 | 1725 | 859 | 47 | 87
Buildings constructed 2008 or later | 303 | 5723 | 484 | 926 | 304 | 159 | 6 | Q
Energy sources (more than one may apply)
Electricity | 5234 | 84869 | 6963 | 12934 | 4241 | 2248 | 134 | 341
Natural gas | 2933 | 58725 | 5544 | 9400 | 3082 | 2248 | 41 | 173
Fuel oil | 467 | 20200 | 2231 | 3973 | 1303 | 623 | 134 | 171
District heat | 48 | 5964 | 808 | 1076 | 353 | 108 | 6 | 341
District chilled water | 54 | 4608 | 665 | 890 | 292 | 133 | 4 | 236
Propane | 510 | 7706 | 583 | 1148 | 376 | 146 | 43 | Q
Other | 172 | 3826 | 301 | 518 | 170 | 108 | 8 | 15
Space-heating energy sources (more than one may apply)
Electricity | 2858 | 49030 | 3898 | 8057 | 2642 | 1123 | 43 | 90
Natural gas | 2612 | 49511 | 4446 | 7423 | 2434 | 1971 | 24 | 17
Fuel oil | 270 | 4351 | 360 | 540 | 177 | 78 | 104 | Q
District heat | 48 | 5925 | 804 | 1068 | 350 | 108 | 6 | 340
Propane | 342 | 3067 | 151 | 358 | 117 | 21 | 13 | Q
Other | 101 | 1010 | 48 | 93 | 30 | 12 | 2 | Q
Primary space-heating energy source
Electricity | 1819 | 26205 | 1846 | 4573 | 1499 | 335 | 10 | Q
Natural gas | 2322 | 42988 | 3871 | 6359 | 2085 | 1769 | 16 | Q
Fuel oil | 205 | 2542 | 187 | 247 | 81 | 8 | 98 | Q
District heat | 47 | 5797 | 794 | 1053 | 345 | 106 | 5 | 338
Propane | 261 | 1948 | 63 | 186 | 61 | Q | Q | N
Other | 67 | 598 | 21 | 48 | 16 | Q | Q | N
Cooling energy sources (more than one may apply)
Electricity | 4413 | 76034 | 6322 | 12061 | 3954 | 2080 | 110 | 177
Natural gas | 12 | 732 | 97 | 115 | 38 | 58 | 1 | Q
District chilled water | 54 | 4608 | 665 | 890 | 292 | 133 | 4 | 236
Water-heating energy sources (more than one may apply)
Electricity | 2658 | 42755 | 3102 | 6755 | 2215 | 743 | 57 | 88
Natural gas | 1758 | 39523 | 4029 | 6665 | 2185 | 1771 | 24 | 49
Fuel oil | 77 | 1911 | 174 | 234 | 77 | 37 | 60 | Q
District heat | 25 | 4551 | 652 | 858 | 281 | 88 | 4 | 279
Propane | 142 | 1575 | 87 | 242 | 79 | Q | 5 | Q
Cooking energy sources (more than one may apply)
Electricity | 1010 | 25151 | 2511 | 4720 | 1547 | 810 | 43 | 111
Natural gas | 740 | 24770 | 3015 | 5033 | 1650 | 1238 | 24 | 103
Propane | 144 | 2001 | 167 | 365 | 120 | 19 | 27 | Q
Energy end uses (more than one may apply)
Buildings with space heating | 4722 | 80078 | 6782 | 12464 | 4086 | 2223 | 132 | 341
Buildings with cooling | 4461 | 79294 | 6774 | 12648 | 4147 | 2178 | 112 | 337
Buildings with water heating | 4423 | 79015 | 6798 | 12587 | 4127 | 2210 | 125 | 336
Buildings with cooking | 1589 | 38546 | 4079 | 7289 | 2390 | 1443 | 76 | 171
Buildings with manufacturing | 259 | 5078 | 360 | 695 | 228 | 123 | 6 | Q
Buildings with electricity generation | 410 | 25642 | 2803 | 5102 | 1673 | 855 | 68 | 208
Percent of floorspace heated
Not heated | 835 | 7015 | 181 | 470 | 154 | 25 | 2 | Q
1 to 50 | 697 | 10130 | 468 | 1019 | 334 | 123 | 10 | Q
51 to 99 | 727 | 14650 | 1298 | 2433 | 798 | 443 | 18 | 39
100 | 3298 | 55298 | 5016 | 9011 | 2955 | 1657 | 104 | 300
Percent of floorspace cooled
Not cooled | 1096 | 7799 | 189 | 285 | 94 | 70 | 22 | Q
1 to 50 | 1173 | 18891 | 989 | 1592 | 522 | 418 | 34 | 15
51 to 99 | 897 | 22728 | 2143 | 3968 | 1301 | 667 | 37 | 138
100 | 2391 | 37676 | 3642 | 7089 | 2324 | 1093 | 41 | 184
Percent lit when open
Zero | 70 | 322 | 4 | 11 | 3 | Q | Q | Q
1 to 50 | 1099 | 12628 | 642 | 1184 | 388 | 215 | 16 | 23
51 to 99 | 1666 | 34814 | 3049 | 5469 | 1793 | 1033 | 56 | 167
100 | 2222 | 35726 | 3244 | 6237 | 2045 | 990 | 59 | 151
Building never open/electricity not used | 501 | 3603 | 24 | 33 | 11 | 10 | Q | Q
Percent lit during off hours
Zero | 2489 | 24746 | 1293 | 2412 | 791 | 439 | 42 | 23
1 to 50 | 2441 | 50753 | 4346 | 8159 | 2675 | 1395 | 72 | 204
51 to 100 | 202 | 6926 | 1018 | 1715 | 562 | 342 | 15 | 99
Building always open with no "off hours" | 102 | 2443 | 306 | 648 | 213 | 73 | Q | 15
Electricity not used | 323 | 2225 | N | N | N | N | N | N
Heating equipment (more than one may apply)
Heat pumps | 628 | 11846 | 899 | 1870 | 613 | 247 | 12 | 27
Furnaces | 755 | 8654 | 615 | 1106 | 363 | 244 | 7 | Q
Individual space heaters | 1247 | 20766 | 1572 | 2824 | 926 | 545 | 38 | 63
District heat | 48 | 5925 | 804 | 1068 | 350 | 108 | 6 | 340
Boilers | 544 | 22443 | 2262 | 3640 | 1193 | 984 | 80 | Q
Packaged heating units | 2802 | 49188 | 4083 | 8028 | 2632 | 1360 | 46 | 45
Other | 62 | 1574 | 191 | 399 | 131 | 54 | Q | Q
Cooling equipment (more than one may apply)
Residential-type central air conditioners | 1546 | 14765 | 1086 | 1941 | 636 | 416 | 15 | Q
Heat pumps | 692 | 12538 | 939 | 1966 | 644 | 257 | 12 | 26
Individual air conditioners | 709 | 12420 | 1013 | 1665 | 546 | 374 | 37 | 56
District chilled water | 54 | 4608 | 665 | 890 | 292 | 133 | 4 | 236
Central chillers | 163 | 17041 | 1853 | 3417 | 1120 | 598 | 41 | 93
Packaged air conditioning units | 1909 | 45153 | 3972 | 7563 | 2480 | 1318 | 62 | 112
Swamp coolers | 109 | 1918 | 176 | 299 | 98 | 71 | 1 | Q
Other | Q | 328 | 45 | 98 | 32 | 10 | Q | Q
Main equipment replaced since 1990 (more than one may apply)
Heating | 1874 | 27558 | 2164 | 4035 | 1323 | 790 | 51 | Q
Cooling | 1971 | 30702 | 2521 | 4633 | 1519 | 882 | 57 | 63
Water-heating equipment
Centralized system | 3348 | 47534 | 4210 | 7577 | 2484 | 1414 | 85 | 227
Distributed system | 690 | 12688 | 832 | 1643 | 539 | 257 | 13 | 23
Combination of centralized and distributed system | 385 | 18793 | 1756 | 3367 | 1104 | 539 | 27 | 86
Lighting equipment types (more than one may apply)
Incandescent | 1826 | 38406 | 3540 | 6366 | 2087 | 1199 | 71 | 183
Standard fluorescent | 4649 | 80081 | 6714 | 12461 | 4085 | 2166 | 127 | 336
Compact fluorescent | 2302 | 53816 | 5094 | 9254 | 3034 | 1672 | 89 | 299
High-intensity discharge (HID) | 525 | 23396 | 2187 | 3976 | 1303 | 706 | 50 | 128
Halogen | 905 | 28059 | 2695 | 4977 | 1632 | 884 | 42 | 136
LED | 473 | 22071 | 2363 | 4318 | 1416 | 762 | 29 | 156
Other | 10 | 446 | 59 | 99 | 33 | 15 | Q | Q
Refrigeration equipment (more than one may apply)
Any refrigeration | 3984 | 73645 | 6471 | 11964 | 3923 | 2105 | 118 | 325
Walk-in units | 811 | 28361 | 3525 | 6309 | 2069 | 1249 | 53 | 154
Cases or cabinets | 915 | 28719 | 3316 | 6061 | 1987 | 1117 | 48 | 163
Large cold storage areas | 78 | 4171 | 530 | 1019 | 334 | 175 | 5 | 15
Commercial ice makers | 846 | 32734 | 3731 | 6796 | 2228 | 1239 | 51 | 213
Residential-type or compact units | 3388 | 62381 | 5183 | 9482 | 3109 | 1688 | 106 | 279
Vending machines | 960 | 43936 | 4178 | 7723 | 2532 | 1295 | 71 | 280
No refrigeration | 1573 | 13448 | 492 | 970 | 318 | 143 | 16 | 15
Office equipment (more than one may apply)
Desktop computers | 3977 | 77063 | 6586 | 12252 | 4017 | 2112 | 120 | 336
With flat screen monitors | 3847 | 76160 | 6523 | 12130 | 3977 | 2090 | 119 | 336
With multiple monitors | 911 | 30946 | 2942 | 5445 | 1785 | 887 | 49 | 221
Laptop computers | 2730 | 63486 | 5466 | 10073 | 3303 | 1755 | 100 | 308
Dedicated servers | 1748 | 53369 | 4784 | 9041 | 2964 | 1485 | 92 | 243
Laser printers | 2339 | 54256 | 4795 | 8910 | 2921 | 1509 | 86 | 278
Inkjet printers | 2187 | 36235 | 2903 | 5449 | 1787 | 955 | 59 | 103
FAX machines | 3185 | 66682 | 5706 | 10712 | 3512 | 1823 | 104 | 268
Photocopiers | 2163 | 59277 | 5110 | 9451 | 3099 | 1597 | 101 | 312
Number of desktop computers
None | 1581 | 10030 | 377 | 681 | 223 | 136 | 13 | Q
1 to 4 | 2039 | 15669 | 1184 | 2134 | 700 | 453 | 27 | Q
5 to 9 | 821 | 9422 | 738 | 1391 | 456 | 267 | 11 | Q
10 to 19 | 482 | 9388 | 676 | 1344 | 441 | 212 | 12 | Q
20 to 49 | 355 | 13094 | 1121 | 2185 | 716 | 346 | 16 | 42
50 to 99 | 143 | 8284 | 645 | 1244 | 408 | 204 | 13 | 21
100 to 249 | 92 | 9728 | 961 | 1663 | 545 | 274 | 16 | 125
250 or more | 44 | 11478 | 1261 | 2292 | 751 | 356 | 26 | 128
Number of laptop computers
None | 2827 | 23607 | 1497 | 2860 | 938 | 493 | 34 | 32
1 to 4 | 1944 | 21161 | 1516 | 2837 | 930 | 540 | 28 | 17
5 to 9 | 350 | 8345 | 698 | 1314 | 431 | 227 | 14 | Q
10 to 19 | 181 | 8343 | 719 | 1358 | 445 | 242 | 8 | 24
20 to 49 | 144 | 9643 | 907 | 1603 | 525 | 287 | 16 | 78
50 to 99 | 58 | 5234 | 506 | 889 | 292 | 161 | 14 | 40
100 to 249 | 35 | 5217 | 525 | 939 | 308 | 141 | 12 | 64
250 or more | 20 | 5542 | 596 | 1134 | 372 | 157 | 8 | 59
Number of dedicated servers
None | 3809 | 33724 | 2179 | 3893 | 1276 | 763 | 42 | 98
1 to 4 | 1562 | 34097 | 2718 | 5170 | 1695 | 896 | 59 | 68
5 to 9 | 97 | 6241 | 565 | 1048 | 343 | 190 | 5 | 26
10 to 19 | 50 | 5711 | 593 | 1137 | 373 | 152 | 13 | 56
20 to 49 | 25 | 3758 | 396 | 730 | 239 | 122 | 7 | 28
50 or more | 13 | 3562 | 512 | 956 | 313 | 125 | 9 | 65
Number of photocopiers
None | 3394 | 27816 | 1854 | 3483 | 1142 | 651 | 33 | 28
One | 1325 | 17080 | 1202 | 2233 | 732 | 420 | 29 | Q
2 to 4 | 648 | 20312 | 1596 | 3044 | 998 | 516 | 30 | 52
5 to 9 | 116 | 8863 | 784 | 1501 | 492 | 239 | 10 | 43
10 or more | 75 | 13022 | 1527 | 2673 | 876 | 423 | 32 | 196
Number of TVs or video displays
None | 2718 | 24339 | 1214 | 2328 | 763 | 395 | 36 | 20
One | 1145 | 9990 | 697 | 1256 | 412 | 254 | 20 | Q
2 to 4 | 1035 | 16465 | 1311 | 2455 | 805 | 465 | 19 | 22
5 to 9 | 314 | 8148 | 777 | 1562 | 512 | 223 | 10 | Q
10 to 19 | 154 | 8168 | 810 | 1526 | 500 | 234 | 11 | 65
20 to 49 | 106 | 8058 | 717 | 1452 | 476 | 193 | 14 | 35
50 to 99 | 48 | 4378 | 432 | 805 | 264 | 104 | 10 | 54
100 or more | 37 | 7547 | 1006 | 1550 | 508 | 380 | 16 | 102
Food preparation or serving areas in non-food service buildings (more than one may apply)
Snack bar or concession stand | 153 | 9884 | 1112 | 1986 | 651 | 364 | 16 | 81
Fast food or small restaurant | 173 | 9787 | 1206 | 2334 | 765 | 372 | 8 | 61
Cafeteria or large restaurant | 130 | 15222 | 1624 | 2714 | 890 | 587 | 42 | 105
Commercial kitchen/ food preparation area | 282 | 16150 | 1798 | 3038 | 996 | 673 | 33 | 97
Small kitchen area | 736 | 14054 | 1187 | 2113 | 693 | 409 | 31 | 55
Separate computer areas (more than one may apply)
Data center or server farm | 97 | 11105 | 1356 | 2481 | 814 | 386 | 27 | 128
Computer-based training room | 244 | 17723 | 1696 | 3119 | 1022 | 515 | 36 | 122
Student or public computer center | 238 | 14341 | 1275 | 2112 | 692 | 435 | 24 | 124
HVAC conservation features (more than one may apply)
Economizer cycle | 601 | 30749 | 3142 | 5609 | 1839 | 1015 | 43 | 245
Regular HVAC maintenance | 3178 | 69244 | 6203 | 11536 | 3782 | 1991 | 111 | 319
Building automation system (BAS)2 | 781 | 37051 | 3709 | 6971 | 2285 | 1100 | 58 | 266
Window and interior lighting features (more than one may apply)
Multipaned windows | 3012 | 60362 | 5250 | 9682 | 3174 | 1752 | 95 | 229
Tinted window glass | 1875 | 45025 | 3973 | 7476 | 2451 | 1290 | 48 | 184
Reflective window glass | 549 | 15908 | 1652 | 3127 | 1025 | 541 | 21 | 65
External overhangs or awnings | 1867 | 32188 | 3089 | 5716 | 1874 | 1030 | 41 | 143
Skylights or atriums | 591 | 22261 | 2010 | 3450 | 1131 | 681 | 39 | 159
Light scheduling | 918 | 30263 | 2930 | 5632 | 1847 | 927 | 37 | 119
Occupancy sensors | 813 | 35871 | 3434 | 6333 | 2076 | 1067 | 59 | 231
Multi-level lighting or dimming | 349 | 14534 | 1618 | 2834 | 929 | 573 | 16 | 100
Daylight harvesting | 125 | 6114 | 619 | 1133 | 371 | 197 | 7 | 44
Demand responsive lighting | 176 | 4738 | 410 | 830 | 272 | 127 | Q | Q
Building automation system (BAS) for lighting2 | 208 | 12068 | 1201 | 2488 | 816 | 335 | 10 | 40
Equipment usage reduced when building not in full use (more than one may apply)
Heating | 3699 | 63167 | 5022 | 9290 | 3046 | 1675 | 92 | 208
Cooling | 3517 | 62516 | 5008 | 9387 | 3078 | 1644 | 78 | 209
Lighting | 4757 | 78594 | 6426 | 11833 | 3880 | 2105 | 123 | 318
1These climate regions were created by the Building America program, sponsored by the U.S. Department of Energy’s Office of Energy Efficiency and Renewable Energy (EERE). 2In earlier CBECS publications, BAS was referred to as Energy Management and Control System (EMCS). Q = Data withheld either because the Relative Standard Error (RSE) was greater than 50 percent or fewer than 20 buildings were sampled. N = No cases in reporting sample. Notes: ● Because of rounding, data may not sum to totals. ● See the Guide to the 2012 CBECS Detailed Tables or CBECS Terminology for definitions of terms used in these tables and/or comparison of differences with prior CBECS tables. Both references can be accessed from http://www.eia.gov/consumption/commercial/data/2012/ ● Site electricity is the amount of electricity delivered to commercial buildings. Primary electricity, which is not included in the Sum of major fuelscategory, is site electricity plus the conversion losses in the generation, transmission, and distribution processes. ● Statistics for the Energy end uses category represent total consumption in buildings that have the end use, not consumption specifically for that particular end use. ● HVAC = Heating, ventilation, and air conditioning. Source: U.S. Energy Information Administration, Office of Energy Consumption and Efficiency Statistics, Forma EIA-871A, C, D, E, and F of the 2012 Commercial Buildings Energy Consumption Survey.

## _e1 (hidden)
Release date: May 2016
Table E2. Major fuel consumption intensities (Btu) by end use, 2012
Major fuel energy intensity1 (thousand Btu/square foot in buildings using any major fuel for the end use)
| Total | Space heat- ing | Cool- ing | Venti- lation | Water heat- ing | Light- ing | Cook- ing | Refrig- eration | Office equip- ment | Com- puting | Other
All buildings | 82 | 22.3 | 8.6 | 8.1 | 6.5 | 8.7 | 13.8 | 9.1 | 2.1 | 5.2 | 10.5
Building floorspace (square feet)
1,001 to 5,000 | 96.5 | 24.3 | 8.2 | 6.5 | 9.5 | 8.3 | 54.2 | 24 | 3.4 | 5.9 | 8.9
5,001 to 10,000 | 76.1 | 21.7 | 6.2 | 6.1 | 6.1 | 7.1 | 32.7 | 14.2 | 2.3 | 4.7 | 8.4
10,001 to 25,000 | 64.6 | 19.6 | 5.5 | 6 | 4.7 | 6.9 | 15 | 8.4 | 2.2 | 4.1 | 8
25,001 to 50,000 | 70.5 | 20.8 | 7.4 | 7.4 | 5.6 | 8.4 | 9 | 6.8 | 1.9 | 4.3 | 9.5
50,001 to 100,000 | 78.5 | 22.2 | 8.1 | 8.1 | 6.4 | 8.1 | 6.3 | 8.4 | 2 | 4.5 | 10.5
100,001 to 200,000 | 83.7 | 20.4 | 8.6 | 9.5 | 6.5 | 9.7 | 8.4 | 8.1 | 1.7 | 6 | 11.7
200,001 to 500,000 | 96.3 | 25.8 | 12.5 | 10 | 7.2 | 10.3 | 8.5 | 6.8 | 1.8 | 5.9 | 12.9
Over 500,000 | 109.1 | 26.5 | 14.6 | 11.8 | 8.2 | 11.4 | 15.3 | 3.2 | 2.7 | 6.9 | 15.1
Principal building activity
Education | 68.8 | 25 | 8.5 | 5.6 | 5.7 | 6.3 | 1.8 | 3.6 | 1.8 | 6.4 | 6.9
Food sales | 209.5 | 26.9 | 5.3 | 9.4 | 2.6 | 12.4 | 31.6 | 117.6 | 1.6 | 2 | 11.2
Food service | 282.7 | 27.2 | 18 | 17.2 | 25.3 | 10.2 | 120.9 | 62.4 | 4.1 | 2.7 | 11.7
Health care | 172.7 | 51.5 | 19.8 | 19.9 | 19.8 | 14.7 | 20 | 4.6 | 4 | 8.2 | 19.7
Inpatient | 231.1 | 70.2 | 30 | 19.3 | 33 | 16.7 | 21.8 | 6 | 5.1 | 9 | 24.9
Outpatient | 94.8 | 26.4 | 6.9 | 20.7 | 2.3 | 11.9 | 10.5 | 2.6 | 2.5 | 7.2 | 12.7
Lodging | 96.9 | 11.8 | 7.4 | 8.4 | 24.2 | 6.8 | 16.9 | 5.7 | 7.5 | 1.2 | 14.4
Mercantile | 89 | 17.1 | 8.2 | 10.8 | 6.1 | 12.4 | 11.3 | 18.5 | 1.6 | 2.1 | 9.1
Retail (other than mall) | 67 | 15.5 | 7.6 | 8.6 | 0.9 | 13.3 | 4.5 | 11.8 | 1.3 | 2 | 8.5
Enclosed and strip malls | 109.3 | 18.6 | 8.8 | 12.7 | 10.4 | 11.5 | 13.9 | 23.6 | 1.8 | 2.1 | 9.6
Office | 77.8 | 19.5 | 7.8 | 13.4 | 2.3 | 9.2 | Q | 2 | 2.3 | 10.5 | 9.6
Public assembly | 86.3 | 36.9 | 18.6 | 4.4 | 1.4 | 6.4 | 5.3 | 5 | 1.4 | 3 | 13.9
Public order and safety | 92.2 | 27.2 | 11.4 | 3.7 | 16.3 | 10.8 | 4.1 | 2.1 | 2.2 | 5.4 | 15.5
Religious worship | 38 | 17.2 | 3.6 | 2.9 | Q | 2.1 | 3.5 | 0.9 | 0.9 | 0.8 | 6.3
Service | 60.3 | 29.4 | 5.4 | 3.4 | 6 | 8.4 | 1.8 | 1.3 | 1 | 2 | 9.3
Warehouse and storage | 34.1 | 11.7 | 3.4 | 1.2 | 1.1 | 7 | Q | 5.4 | 0.6 | 1.5 | 6.9
Other | 145.1 | 36.9 | 14.4 | 8.5 | 1.2 | 19.3 | Q | 8.5 | 1.3 | 22.1 | 39.5
Vacant | 24.4 | 9.5 | 2.2 | 3.1 | 0.8 | 4.4 | Q | 1.3 | 0.5 | 1.3 | 7.5
Year constructed
Before 1920 | 62.7 | 29 | 3.6 | 5.3 | 2.8 | 5.5 | 13 | 5 | 1.3 | 3.2 | 7.8
1920 to 1945 | 71.3 | 26.1 | 6.6 | 6.2 | 6.6 | 6.6 | 8.4 | 6.8 | 1.7 | 4.4 | 8
1946 to 1959 | 74.5 | 26 | 6.6 | 6.9 | 6.4 | 7.1 | 10.7 | 6.5 | 1.7 | 3.9 | 9
1960 to 1969 | 88.4 | 29 | 8.2 | 7.4 | 7.4 | 9 | 9.6 | 7.9 | 2.3 | 5.9 | 11.8
1970 to 1979 | 95.8 | 25.6 | 9.2 | 9.6 | 9.8 | 9.5 | 19.4 | 10 | 2.5 | 5.9 | 10.9
1980 to 1989 | 78.7 | 16.2 | 10.2 | 9 | 5.7 | 9 | 13 | 9 | 2.2 | 5.5 | 10.6
1990 to 1999 | 84 | 18.7 | 9.5 | 8.5 | 5.8 | 9.4 | 16.2 | 11.1 | 2.2 | 5.3 | 10.8
2000 to 2003 | 80.5 | 21 | 8.9 | 8.7 | 4.5 | 9.4 | 11.7 | 8.8 | 2 | 5.7 | 11.2
2004 to 2007 | 81.4 | 17.8 | 8.6 | 7.6 | 7 | 8.9 | Q | 11.7 | 2.5 | 4.1 | 10.3
2008 to 2012 | 85.6 | 21 | 8.9 | 8.8 | 6.9 | 9 | 14.2 | 10.9 | 2.2 | 4.9 | 11.6
Census region and division
Northeast | 95.4 | 34.1 | 6.6 | 9 | 7 | 8.9 | 11.8 | 8.9 | 1.9 | 5.6 | 11.8
New England | 87.7 | 41 | 4.5 | 6.7 | 3.9 | 7.3 | 10.2 | 9.5 | 1.7 | 4.2 | 11.6
Middle Atlantic | 98.4 | 31.6 | 7.3 | 9.8 | 8 | 9.5 | 12.3 | 8.6 | 1.9 | 6.1 | 11.9
Midwest | 84.4 | 32.5 | 5.8 | 7.8 | 5.5 | 8.5 | 9.6 | 7.7 | 1.9 | 4.6 | 9.8
East North Central | 90.2 | 35.6 | 5.9 | 8.2 | 5.6 | 8.9 | 9.5 | 8 | 1.9 | 4.7 | 10.3
West North Central | 72.3 | 25.7 | 5.7 | 7 | 5.1 | 7.9 | 9.6 | 7 | 1.9 | 4.5 | 8.7
South | 77.7 | 13.4 | 12.5 | 8.1 | 6.1 | 9.1 | 14.3 | 9.7 | 2.3 | 5 | 10.4
South Atlantic | 77.1 | 12.9 | 12.1 | 8.1 | 5.8 | 8.8 | 13.5 | 10.1 | 2.5 | 5.4 | 10.3
East South Central | 76.5 | 15.9 | 9 | 7.8 | 7.7 | 8.5 | 13.9 | 9.2 | 2.5 | 4.1 | 9.1
West South Central | 79.2 | 13 | 14.9 | 8.2 | 5.9 | 9.7 | 16.1 | 9.2 | 1.9 | 4.8 | 11.3
West | 76.2 | 16.9 | 5.9 | 7.8 | 7.9 | 7.8 | 19.9 | 9.7 | 2.3 | 5.6 | 10.1
Mountain | 86.7 | 23.3 | 7.2 | 8.3 | 8 | 8.1 | Q | 8.3 | 2.9 | 5 | 9.6
Pacific | 72.4 | 14.4 | 5.4 | 7.6 | 7.9 | 7.7 | 19 | 10.3 | 2.2 | 5.8 | 10.3
Climate region2
Very cold/Cold | 87.8 | 34 | 4.9 | 8.1 | 5.7 | 8.4 | 11.9 | 8.6 | 2 | 4.8 | 10.5
Mixed-humid | 82.8 | 19.8 | 9.1 | 8.2 | 7.2 | 9 | 13.7 | 9 | 2.4 | 5.4 | 10.2
Mixed-dry/Hot-dry | 68.4 | 11 | 7.5 | 6.8 | 7.9 | 7.4 | 20.8 | 9.4 | 2.1 | 5.6 | 9.6
Hot-humid | 78.9 | 6.2 | 18.7 | 8.9 | 5.6 | 9.8 | 14.4 | 10.6 | 2.2 | 4.7 | 11.6
Marine | 81.4 | 20 | 3.2 | 9.7 | 7.5 | 8.7 | 12.7 | 8.9 | 2.1 | 7.6 | 12.9
Number of floors
One | 74.4 | 18.4 | 7.7 | 6.7 | 5.2 | 8.7 | 18.3 | 14 | 1.8 | 3.8 | 9
Two | 73.3 | 20 | 6.7 | 7.1 | 5.5 | 7.8 | 11.8 | 7.4 | 1.9 | 5.3 | 9.2
Three | 82.5 | 28.7 | 8 | 8.1 | 6 | 7.9 | 7.6 | 5.3 | 2.3 | 5.5 | 10.5
Four to nine | 106.7 | 31.7 | 12.7 | 11.7 | 10.4 | 9.6 | 10.5 | 4 | 2.9 | 7.2 | 15
Ten or more | 106.5 | 22.5 | 13.3 | 12.6 | 9.8 | 10.2 | 14.6 | 3.1 | 3.5 | 7.7 | 14.4
Elevators and escalators (more than one may apply)
Any elevators | 99.7 | 27.4 | 11.4 | 11 | 8.4 | 9.6 | 10.9 | 4.6 | 2.6 | 7.5 | 13.5
Number of elevators
One | 79.5 | 24.6 | 7.2 | 8.6 | 6.9 | 7.9 | 8.3 | 5 | 2.2 | 5.3 | 9.8
Two to five | 97.7 | 26.4 | 10.9 | 11 | 6.9 | 9.7 | 8.4 | 4.4 | 2.6 | 9.6 | 14.7
Six or more | 130.4 | 32.9 | 17.7 | 14.1 | 12.6 | 11.6 | 15.4 | 4.2 | 3.4 | 7.3 | 16.6
Any escalators | 103.5 | 20.8 | 13.9 | 11.8 | 7 | 11.6 | Q | 4.8 | 3.3 | 4.6 | 14.5
Number of workers (main shift)
Fewer than 5 | 48.7 | 18.7 | 4.8 | 3.4 | 4.6 | 5.5 | 10.7 | 9 | 2 | 2.4 | 7.6
5 to 9 | 66.6 | 17.2 | 6.3 | 5.7 | 5 | 6.8 | 24.6 | 10.6 | 1.9 | 2.9 | 8.3
10 to 19 | 80.3 | 20.9 | 6.2 | 6.4 | 7.2 | 7.4 | 33.8 | 12.1 | 2.3 | 3.4 | 8.4
20 to 49 | 81.8 | 20.2 | 7.7 | 7.8 | 5.8 | 8.7 | 14.1 | 11.1 | 2.1 | 5.1 | 9.7
50 to 99 | 85.3 | 22.2 | 9.2 | 8.8 | 6.3 | 9.5 | 6.9 | 9.3 | 2 | 5.5 | 10.6
100 to 249 | 96.7 | 26.5 | 10 | 10 | 5.8 | 10.7 | 8.3 | 8.2 | 1.9 | 6.3 | 14.3
250 or more | 122 | 29.5 | 15.5 | 14.6 | 10.6 | 12.1 | 14.6 | 4.4 | 2.8 | 9.2 | 15
Weekly operating hours
Fewer than 40 | 34.9 | 17.4 | 4.1 | 1.4 | 2 | 3.1 | 3.8 | 3.4 | 1.4 | 3 | 5.3
40 to 48 | 52.9 | 17.5 | 6.2 | 4.8 | 2.5 | 6.3 | 3.9 | 3 | 1.8 | 5.5 | 7.1
49 to 60 | 61.6 | 19.5 | 6.8 | 6.9 | 2.6 | 7.3 | 4.9 | 3.7 | 1.7 | 6.2 | 8.4
61 to 84 | 86.7 | 22.1 | 8.6 | 9.5 | 5.8 | 9 | 15.4 | 11.9 | 1.6 | 4.3 | 9.3
85 to 167 | 117.3 | 29.4 | 10.5 | 10.2 | 6.7 | 11.4 | 29.3 | 25 | 1.5 | 3.1 | 12.5
Open continuously | 128.1 | 28 | 13.4 | 12.6 | 16.6 | 12.4 | 19 | 10.6 | 4.1 | 6.1 | 18.1
Ownership and occupancy
Nongovernment owned | 81.9 | 20.5 | 8.2 | 8.4 | 6.5 | 8.9 | 17.2 | 10.8 | 2.2 | 4.9 | 10.5
Owner occupied | 86.3 | 23.2 | 8.8 | 7.6 | 7.6 | 8.8 | 17.9 | 10 | 2.5 | 4.3 | 11.7
Leased to tenant(s) | 79.1 | 17.4 | 7.6 | 9.3 | 5.7 | 9 | 19.6 | 12.5 | 2 | 5.1 | 9.2
Owner occupied and leased | 80.4 | 21.2 | 7.9 | 8.9 | 5 | 9 | 9.6 | 8.6 | 1.8 | 6.2 | 10.5
Unoccupied | 15.4 | 8.7 | 1.7 | 0.1 | Q | 1.9 | Q | Q | Q | Q | 6.4
Government owned | 82.5 | 28 | 10.2 | 7.3 | 6.7 | 8 | 6.1 | 3.9 | 1.9 | 6 | 10.3
Federal | 87.3 | 26.1 | 9.4 | 10.9 | 4.5 | 9.7 | 12.1 | 1.9 | 1.2 | 4.8 | 13.1
State | 100.4 | 35.5 | 8.7 | 10.2 | 10.5 | 9.3 | Q | 4.6 | 2.4 | 6.4 | 11.8
Local | 73.7 | 24.8 | 10.9 | 5.5 | 5.3 | 7.2 | 3 | 3.8 | 1.8 | 6 | 9.3
Party responsible for operation and maintenance of energy systems
Building owner | 81 | 22.8 | 8.8 | 8.1 | 6.3 | 8.6 | 12.6 | 7.7 | 2.2 | 5.4 | 10.7
Business owner or tenant | 88.3 | 19.5 | 7.5 | 8.2 | 7.2 | 9.2 | 22.1 | 17.6 | 1.7 | 3.6 | 9
Property management | 77.3 | 15.7 | 9.1 | 9.9 | 9.3 | 7.5 | 13.3 | 7.2 | 2.8 | 6 | 9.6
Other | 91.2 | 23 | 10.3 | 6.5 | 7.8 | 8.2 | 17.3 | 12.9 | 2.3 | 3 | 11.2
Provider of direct input on energy- related equipment purchases
Building owner | 80.7 | 22.6 | 8.6 | 8 | 6.4 | 8.6 | 12.6 | 7.9 | 2.2 | 5.3 | 10.6
Business owner or tenant | 93.9 | 20.4 | 8.4 | 8.7 | 7.5 | 9.6 | 24.6 | 17.9 | 1.8 | 4.1 | 9.6
Property management | 68.8 | 16.9 | 6.7 | 9.5 | 6.2 | 7.6 | 9.9 | 6.8 | 2.2 | 4 | 9.3
Other | 90.9 | 20.4 | 9.1 | 8.2 | 8.9 | 8.2 | 21.3 | 17.4 | 1.9 | 3 | 9
Number of establishments
One | 82.3 | 23.2 | 8.5 | 7.4 | 7.3 | 8.5 | 15.9 | 8.6 | 2.4 | 5 | 10.7
2 to 5 | 78.9 | 22.5 | 7.7 | 8.1 | 5.4 | 8.2 | 11.4 | 9.4 | 1.7 | 4.1 | 10.3
6 to 10 | 84.3 | 20 | 8.1 | 10.5 | 5.1 | 8.5 | 10.7 | 12.3 | 1.9 | 6.5 | 8.8
11 to 20 | 96.6 | 21.9 | 10.1 | 12.5 | 6.1 | 10.4 | 11.2 | 13.1 | 2 | 5.3 | 10
More than 20 | 91.4 | 14.3 | 13.2 | 12.4 | 4.5 | 12.6 | 6.8 | 7.4 | 1.9 | 10.2 | 11.5
Currently unoccupied | 15.2 | 9.9 | 1.6 | 0.1 | Q | 1.6 | Q | Q | Q | Q | 5.7
Predominant exterior wall material
Brick, stone, or stucco | 87.3 | 24.2 | 8.9 | 8.6 | 7.6 | 8.4 | 13 | 8.2 | 2.4 | 5.5 | 10.6
Concrete (block or poured) | 84.3 | 19.6 | 9.5 | 8.2 | 6.7 | 9.2 | 13.5 | 12.9 | 2 | 4.2 | 10.7
Concrete panels | 78.6 | 19.7 | 7.3 | 8.3 | 5.3 | 9.2 | Q | 6.5 | 2.2 | 6.2 | 11.1
Siding or shingles | 71.9 | 20.9 | 5.8 | 6.6 | 5.5 | 7.1 | 20.7 | 10.2 | 2.1 | 4.1 | 8.9
Metal panels | 53.1 | 21.4 | 6.9 | 4.5 | 2.3 | 8.5 | 6.1 | 5.3 | 1.1 | 3.3 | 8.6
Window glass | 127 | 34.5 | 14.3 | 16.5 | Q | 12.8 | 7.3 | 5.7 | 2.5 | 15.9 | 17.5
Other | 92.7 | 15 | 14.9 | 7.7 | 3 | 7.6 | Q | 15.9 | 1.6 | 5 | 11.3
No one major type | 76.1 | 26.1 | 5.7 | 8.2 | 4.2 | 8 | Q | 7.2 | 1.7 | 4 | 10.2
Predominant roof material
Metal surfacing | 57.6 | 17.1 | 7.5 | 4.8 | 3.3 | 8 | 14.2 | 8.5 | 1.6 | 3.5 | 8.3
Synthetic or rubber | 95.3 | 26.7 | 8.8 | 9.7 | 6.6 | 9.6 | 14.7 | 9.7 | 2.2 | 5.8 | 11.9
Built-up | 87.4 | 21.4 | 9.9 | 9.5 | 7.1 | 9.4 | 11.6 | 8.7 | 2 | 5.8 | 11.1
Slate or tile shingles | 87.9 | 26 | 8 | 7.4 | 9.3 | 7 | 19 | 8.8 | 3 | 5.1 | 10.6
Wooden materials (including shingles) | 83.7 | 28.4 | 6.2 | 5.6 | 9.5 | 6.3 | 40 | 13.7 | 2.4 | 3.4 | 7.8
Asphalt, fiberglass, or other shingles | 75.3 | 19.8 | 7.3 | 6.9 | 7.3 | 7.4 | 13.5 | 8.9 | 2.5 | 4.2 | 9.3
Concrete | 83.6 | 13.1 | 13.5 | 11.2 | 7.2 | 10.3 | 7.1 | 8.3 | 2.4 | 11 | 12.7
Other | 85.6 | 17.1 | 9 | 7.8 | 5.8 | 7.7 | 13.6 | 14.7 | 1.6 | 3.3 | 11.3
No one major type | 53.7 | 22.7 | 4.1 | 3.8 | Q | 5.4 | Q | Q | 1 | 2.7 | 7.2
Roof characteristics
Roof tilt
Flat | 91.8 | 23.8 | 9.9 | 9.7 | 7.5 | 9.8 | 13.7 | 8.8 | 2.2 | 5.9 | 11.7
Shallow pitch | 69.4 | 18.8 | 7.1 | 6.3 | 4.3 | 7.8 | 16.7 | 11.2 | 1.9 | 4.3 | 9
Steeper pitch | 68 | 22.4 | 6.3 | 5.5 | 6.3 | 5.8 | 10.9 | 6.7 | 2.5 | 3.7 | 8.6
Cool roof | 94.8 | 23 | 10 | 9.5 | 7.5 | 9.7 | 13.6 | 10.3 | 2.1 | 6 | 12.4
Renovations in buildings constructed before 2008 (more than one may apply)
Any type of renovation | 89.8 | 24.7 | 9.1 | 8.9 | 7 | 8.9 | 13.9 | 8.4 | 2.2 | 5.7 | 11.4
Addition or annex | 99.6 | 28.8 | 10.6 | 8.7 | 8.6 | 9.1 | 15.8 | 6.9 | 2.5 | 4.6 | 12.3
Reduction in floorspace | 130.2 | 30.2 | 13.7 | 13.2 | 16 | 13 | Q | 11 | 2.2 | 5.6 | 13
Roof replacement | 95.6 | 27.5 | 9.4 | 9.5 | 7.7 | 9.2 | 12.3 | 7.5 | 2.1 | 5.9 | 12.5
Exterior wall replacement | 94.4 | 21.8 | 10.1 | 9.1 | 6.8 | 8.7 | 18.1 | 8.9 | 2 | 6.8 | 11.8
Interior wall reconfiguration | 96.8 | 26.3 | 10.1 | 10.4 | 6.8 | 9.5 | 14.8 | 7.3 | 2.3 | 7.5 | 12.1
Window replacement | 89 | 25.6 | 8.6 | 8.3 | 7.5 | 8 | 14.4 | 5.7 | 2.5 | 6.3 | 11.4
HVAC equipment upgrade | 95.5 | 25.3 | 10 | 9.5 | 7.7 | 9.2 | 14.1 | 8 | 2.2 | 6.1 | 12.2
Lighting upgrade | 96 | 26.9 | 9.3 | 9.3 | 7.5 | 9 | 14.2 | 8.7 | 2.2 | 5.9 | 12.1
Electrical upgrade | 99.9 | 27.2 | 10 | 9.4 | 7.9 | 9 | 17.3 | 8.2 | 2.3 | 6.5 | 13.3
Plumbing system upgrade | 101.2 | 27.2 | 9.2 | 9.5 | 9 | 8.5 | 18.5 | 7.6 | 2.6 | 6.5 | 13.3
Insulation upgrade | 102.1 | 27 | 10 | 8.8 | 7.3 | 8.4 | 22 | 9.8 | 2.6 | 7.1 | 12.8
Fire, safety, or security upgrade | 98.2 | 27 | 10.4 | 9.7 | 8.5 | 8.8 | 12.6 | 7.4 | 2.3 | 6.8 | 13
Structural upgrade | 108.4 | 22.2 | 12.3 | 9 | 8 | 8.9 | 30 | 8.2 | 2.9 | 7.7 | 15.4
Other | 81.7 | 25 | 12.3 | 10.5 | 4.2 | 9.2 | 2.9 | 4.5 | 2.1 | 7.7 | 11
No renovations | 72.9 | 19.6 | 7.9 | 7.1 | 5.9 | 8.4 | 13.6 | 9.7 | 2.1 | 4.5 | 9.3
Buildings constructed 2008 or later | 85.6 | 21 | 8.9 | 8.8 | 6.9 | 9 | 14.2 | 10.9 | 2.2 | 4.9 | 11.6
Energy sources (more than one may apply)
Electricity | 82 | 22.3 | 8.6 | 8.1 | 6.5 | 8.7 | 13.8 | 9.1 | 2.1 | 5.2 | 10.5
Natural gas | 94.4 | 26.2 | 8.5 | 8.5 | 8.4 | 8.8 | 15.6 | 9.8 | 2.2 | 5 | 11
Fuel oil | 110.5 | 30 | 13.3 | 11.3 | 8.3 | 11.1 | 12.4 | 6.1 | 2.6 | 8 | 15.7
District heat | 135.5 | 43 | 11.1 | 14.1 | 14 | 11.5 | 28.4 | 4 | 3.3 | 6.9 | 18.2
District chilled water | 144.4 | 45.5 | 11.1 | 14.7 | 15.1 | 12.8 | 38 | 4.2 | 3.5 | 8.8 | 20.4
Propane | 75.9 | 19.6 | 7.2 | 6.3 | 5.7 | 8.3 | Q | 11.1 | 2.4 | 3.1 | 12.4
Other | 79.2 | 24.1 | 7.6 | 8.2 | 4.4 | 7.9 | 7.9 | 7.1 | 1.4 | 4.2 | 13.7
Space-heating energy sources (more than one may apply)
Electricity | 79.5 | 15.9 | 9.1 | 8.3 | 5.8 | 8.9 | 12.3 | 9.8 | 2.2 | 5.2 | 10.3
Natural gas | 89.8 | 28.2 | 7.6 | 8 | 7 | 8.4 | 12.7 | 9.4 | 2 | 4.8 | 10
Fuel oil | 82.7 | 33.6 | 8 | 6.4 | 4.3 | 8 | 5.9 | 4.8 | 1.8 | 4.4 | 11.4
District heat | 135.7 | 43.2 | 11.1 | 14 | 14 | 11.6 | 28.5 | 4 | 3.3 | 6.9 | 18.2
Propane | 49.6 | 13.1 | 4.6 | 4.6 | 2.4 | 6.2 | 10.6 | 9.5 | 1.8 | 2.5 | 9
Other | 49.2 | 17.3 | 2.1 | 5.4 | 2.3 | 6.7 | 10.8 | 6.1 | 1.3 | 2 | 7.9
Primary space-heating energy source
Electricity | 70.4 | 4 | 10.2 | 8.2 | 5.6 | 9.1 | 15.2 | 10.3 | 2.5 | 6 | 10.5
Natural gas | 90.1 | 30.2 | 7.5 | 7.9 | 6.5 | 8.4 | 11.4 | 9.3 | 1.9 | 4.8 | 9.8
Fuel oil | 73.7 | 36.1 | 5.1 | 4.7 | 1.7 | 6.8 | 5.3 | 4.2 | 1.7 | 3.7 | 10.9
District heat | 137 | 43.7 | 11.2 | 14.2 | 14.1 | 11.7 | 29.4 | 4.1 | 3.2 | 7 | 18.3
Propane | 32.3 | 3.9 | 3 | 3.2 | 0.2 | 4.7 | 9.6 | 10.3 | 1.3 | 1.6 | 6.5
Other | 36.3 | 12.5 | 1.7 | 3.6 | Q | 6.5 | Q | 4.2 | 1.7 | 2.4 | 7.9
Cooling energy sources (more than one may apply)
Electricity | 83.1 | 21.1 | 8.5 | 8.1 | 6.2 | 8.7 | 12.7 | 9.3 | 2.1 | 5.1 | 10.4
Natural gas | 133.2 | 49.9 | 20.2 | 11.7 | 12.1 | 9.5 | 11.6 | 3.2 | 2.3 | 5.1 | 14.7
District chilled water | 144.4 | 45.5 | 11.1 | 14.7 | 15.1 | 12.8 | 38 | 4.2 | 3.5 | 8.8 | 20.4
Water-heating energy sources (more than one may apply)
Electricity | 72.5 | 16.1 | 8.5 | 8 | 2.2 | 8.9 | 11.3 | 9.9 | 1.8 | 5.4 | 9.6
Natural gas | 101.9 | 28 | 9 | 8.9 | 10.9 | 8.9 | 14.9 | 11.1 | 2.4 | 4.8 | 11
Fuel oil | 91.1 | 41.8 | 7.1 | 6.8 | 3.2 | 7.1 | 8 | 5.6 | 2.2 | 3.8 | 13.3
District heat | 143.3 | 41.3 | 12.1 | 14.7 | 16.3 | 12.3 | 31.2 | 3.9 | 3.5 | 6.9 | 19.7
Propane | 55.1 | 6.2 | 7.3 | 5.2 | 0.7 | 5.9 | 11.9 | 16.5 | 2.2 | 2.3 | 9.8
Cooking energy sources (more than one may apply)
Electricity | 99.8 | 23.6 | 10.5 | 9.2 | 8.1 | 8.7 | 11.1 | 12.4 | 2.2 | 4.9 | 10.5
Natural gas | 121.7 | 26 | 11.5 | 10.4 | 12 | 9.4 | 18.8 | 16.1 | 2.6 | 4.1 | 11.7
Propane | 83.4 | 22 | 8.8 | 7.1 | 5.5 | 6.9 | 10.3 | 16.3 | 2.7 | Q | 11.3
Energy end uses (more than one may apply)
Buildings with space heating | 84.7 | 22.3 | 8.4 | 8.2 | 6.5 | 8.7 | 13.8 | 9.1 | 2.2 | 5.2 | 10.6
Buildings with cooling | 85.4 | 22.1 | 8.6 | 8.4 | 6.6 | 8.9 | 13.9 | 9.1 | 2.2 | 5.3 | 10.7
Buildings with water heating | 86 | 22.6 | 8.7 | 8.4 | 6.5 | 8.8 | 13.9 | 9.3 | 2.2 | 5.2 | 10.7
Buildings with cooking | 105.8 | 24.1 | 10.6 | 9.5 | 9.5 | 8.8 | 13.8 | 13.7 | 2.5 | 4.6 | 10.9
Buildings with manufacturing | 71 | 18.7 | 7.2 | 5.7 | 3.1 | 9.7 | 11.5 | 7.1 | 1 | 3.2 | 15.8
Buildings with electricity generation | 109.3 | 27.5 | 12.2 | 11.2 | 8.3 | 10.7 | 11.2 | 8.5 | 2.5 | 7.6 | 15.7
Percent of floorspace heated
Not heated | 37.6 | N | 15.1 | 4.6 | 6.3 | 7.3 | 14.8 | 10.6 | 1.5 | 3.1 | 8.5
1 to 50 | 46.2 | 7.1 | 4.2 | 3.7 | 2.8 | 6.3 | 20.6 | 7.8 | 1.2 | 4.3 | 8
51 to 99 | 88.6 | 21.1 | 9.2 | 8.8 | 6.6 | 9 | 14.4 | 11.7 | 2 | 4.2 | 10.4
100 | 90.7 | 25.4 | 8.9 | 8.9 | 7.1 | 9.1 | 13.1 | 8.5 | 2.4 | 5.7 | 11.1
Percent of floorspace cooled
Not cooled | 34 | 26.5 | N | 1 | 5.5 | 5.2 | 7.3 | 8.4 | 1 | 1.8 | 7
1 to 50 | 52.3 | 20.6 | 2.2 | 3.5 | 3.3 | 6.5 | 10.5 | 5.1 | 1 | 2.2 | 7.9
51 to 99 | 94.3 | 25.1 | 8.9 | 9.4 | 7.1 | 9.1 | 12.2 | 10.9 | 2.2 | 6.2 | 11
100 | 96.7 | 21 | 11.8 | 10.2 | 7.8 | 9.9 | 16 | 9.9 | 2.8 | 6.2 | 12
Percent lit when open
Zero | 13.5 | Q | Q | Q | Q | Q | Q | Q | Q | Q | 8.1
1 to 50 | 50.9 | 16.3 | 5.1 | 5.3 | 4.4 | 4 | 9.7 | 5 | 2 | 2.5 | 9.1
51 to 99 | 87.6 | 25.1 | 8.5 | 8.6 | 7 | 8.2 | 11.9 | 9.6 | 2.1 | 5.2 | 10.9
100 | 90.8 | 21.7 | 10 | 8.8 | 6.8 | 10.8 | 16.7 | 9.9 | 2.2 | 6 | 10.8
Building never open/electricity not used | 17.4 | 15.1 | 2.1 | 0.1 | Q | Q | Q | Q | Q | Q | 4.8
Percent lit during off hours
Zero | 52.3 | 18.1 | 5.6 | 5 | 2.8 | 5.4 | 9.6 | 5.3 | 1.5 | 4.6 | 7.4
1 to 50 | 85.6 | 22.9 | 9 | 8.6 | 6.5 | 9.1 | 12.2 | 9.2 | 2.1 | 5.1 | 10.6
51 to 100 | 146.9 | 31.5 | 13.7 | 12.9 | 16.2 | 14.2 | 29.7 | 16.1 | 3.5 | 7.1 | 18.1
Building always open with no "off hours" | 125.3 | 21.4 | 13.8 | 13.7 | 12.9 | 15.1 | 12.4 | 20 | 4.8 | 5.8 | 17.5
Electricity not used | N | N | N | N | N | N | N | N | N | N | N
Heating equipment (more than one may apply)
Heat pumps | 75.9 | 12.1 | 10 | 7.3 | 7.3 | 8.2 | 11 | 8.1 | 2.9 | 5.3 | 10
Furnaces | 71.1 | 21.3 | 5.6 | 6.1 | 4.5 | 6.7 | 14.6 | 8.9 | 2.1 | 3.9 | 7.9
Individual space heaters | 75.7 | 23 | 6.9 | 7.2 | 5.9 | 8.1 | 8.6 | 7.1 | 2.1 | 4.3 | 9.9
District heat | 135.7 | 43.2 | 11.1 | 14 | 14 | 11.6 | 28.5 | 4 | 3.3 | 6.9 | 18.2
Boilers | 100.8 | 33.3 | 10.2 | 9.4 | 9.1 | 8.8 | 7.3 | 5.8 | 2.4 | 6.2 | 12.5
Packaged heating units | 83 | 19 | 8.6 | 8.5 | 5.6 | 8.8 | 15.3 | 11.2 | 1.9 | 4.7 | 9.9
Other | 121.9 | 21.7 | 6.1 | 11.3 | 8 | 9.8 | 16.5 | 39.8 | 1.2 | 2.1 | 10.4
Cooling equipment (more than one may apply)
Residential-type central air conditioners | 73.6 | 20.4 | 6.3 | 5.1 | 5.8 | 7.3 | 16.8 | 11.1 | 2 | 3.4 | 8.9
Heat pumps | 74.9 | 12.4 | 9.2 | 7.4 | 7 | 8.3 | 10 | 8.5 | 2.7 | 5.4 | 10
Individual air conditioners | 81.6 | 25.2 | 7.9 | 6.5 | 9.1 | 7.2 | 9.2 | 6.2 | 2.8 | 4 | 10.2
District chilled water | 144.4 | 45.5 | 11.1 | 14.7 | 15.1 | 12.8 | 38 | 4.2 | 3.5 | 8.8 | 20.4
Central chillers | 108.7 | 28.9 | 13.8 | 12.3 | 8.6 | 10.6 | 7.2 | 4.9 | 2.5 | 8.7 | 14.7
Packaged air conditioning units | 88 | 22.1 | 8.9 | 9.2 | 6.2 | 9 | 14.5 | 11 | 1.9 | 4.6 | 10.4
Swamp coolers | 91.5 | 24.4 | 7.4 | 7.4 | 8.9 | 8.4 | 21.8 | 13.3 | 1.7 | 3 | 9
Other | 137.4 | 26.3 | 12.1 | 15.2 | 4.8 | 15.4 | Q | 4.5 | 1.3 | Q | 20.9
Main equipment replaced since 1990 (more than one may apply)
Heating | 78.5 | 20.3 | 7.6 | 7.3 | 6.6 | 7.8 | 12.4 | 9.1 | 2.2 | 5.2 | 9.2
Cooling | 82.1 | 22.2 | 8.2 | 7.7 | 7.1 | 7.9 | 12.3 | 8.5 | 2.3 | 5.4 | 9.6
Water-heating equipment
Centralized system | 88.6 | 24.5 | 8.7 | 8.3 | 7.2 | 8.8 | 16.6 | 9 | 2.4 | 5.1 | 10.7
Distributed system | 65.6 | 16.3 | 6.9 | 6.6 | 3.4 | 8.3 | 11.4 | 7.1 | 1.5 | 4.5 | 10.4
Combination of centralized and distributed system | 93.4 | 22.1 | 10 | 9.8 | 7 | 9.4 | 10.1 | 11.3 | 2 | 6 | 10.9
Lighting equipment types (more than one may apply)
Incandescent | 92.2 | 23.9 | 9.9 | 8.9 | 7.8 | 8.9 | 14.1 | 9.6 | 2.3 | 5 | 10.7
Standard fluorescent | 83.8 | 22.5 | 8.6 | 8.3 | 6.6 | 8.7 | 13.4 | 9.1 | 2.1 | 5.2 | 10.6
Compact fluorescent | 94.7 | 24.4 | 10 | 9.5 | 7.8 | 9.2 | 14.2 | 9 | 2.4 | 5.8 | 11.4
High-intensity discharge (HID) | 93.5 | 24.7 | 10.5 | 9.3 | 7 | 9.8 | 11.9 | 8.7 | 2.1 | 4.9 | 11.8
Halogen | 96 | 23.5 | 10.3 | 9.7 | 7.6 | 9.5 | 14 | 10.3 | 2.3 | 5 | 11.6
LED | 107.1 | 26.2 | 11.7 | 11.2 | 8 | 10 | 13.9 | 11.9 | 2.4 | 5.3 | 13.3
Other | 131.1 | 36.3 | 23.2 | 12.1 | 8.8 | 9.8 | 10.4 | 13.9 | 3 | 5.4 | 13.2
Refrigeration equipment (more than one may apply)
Any refrigeration | 87.9 | 22.7 | 8.9 | 8.5 | 6.9 | 8.8 | 13.8 | 9.1 | 2.2 | 5.1 | 10.8
Walk-in units | 124.3 | 26.7 | 12.2 | 10.9 | 11 | 10 | 17.9 | 19.3 | 2.6 | 4.7 | 12.7
Cases or cabinets | 115.5 | 25 | 10.7 | 10.7 | 9.7 | 9.8 | 17.4 | 18.2 | 2.4 | 4.5 | 12.1
Large cold storage areas | 127 | 25.6 | 9.9 | 8.8 | 7.7 | 10 | 18.8 | 34.7 | 1.7 | 3.1 | 12.7
Commercial ice makers | 114 | 24.8 | 12 | 10.9 | 10.4 | 10 | 16.6 | 14 | 2.8 | 5.3 | 12.8
Residential-type or compact units | 83.1 | 23.2 | 8.6 | 8.3 | 6.5 | 8.6 | 10.9 | 6.6 | 2.1 | 5.4 | 10.6
Vending machines | 95.1 | 24.1 | 10.2 | 9.8 | 7.9 | 10 | 11.2 | 8.6 | 2.3 | 5.6 | 11.9
No refrigeration | 43.8 | 18.7 | 5.8 | 4.9 | 2.8 | 7.6 | Q | N | 1.7 | 5.2 | 8.3
Office equipment (more than one may apply)
Desktop computers | 85.5 | 22.5 | 8.7 | 8.4 | 6.6 | 8.9 | 13.2 | 8.9 | 2.1 | 5.2 | 10.8
With flat screen monitors | 85.7 | 22.6 | 8.8 | 8.5 | 6.6 | 8.9 | 13.1 | 8.9 | 2.1 | 5.2 | 10.7
With multiple monitors | 95.1 | 24.9 | 10.3 | 10.4 | 6.4 | 9.6 | 13.9 | 7.3 | 2.2 | 7.5 | 11.6
Laptop computers | 86.1 | 23.2 | 9.2 | 8.8 | 6.6 | 9 | 11.4 | 7.3 | 2.1 | 5.7 | 11.1
Dedicated servers | 89.6 | 22.6 | 9.4 | 9.3 | 6.6 | 9.3 | 12 | 8.5 | 2.2 | 6.4 | 11.2
Laser printers | 88.4 | 23.7 | 8.9 | 9 | 6.6 | 9.1 | 12.1 | 8.6 | 2.3 | 5.8 | 10.9
Inkjet printers | 80.1 | 20.6 | 8.7 | 7.6 | 5.9 | 8.4 | 13.8 | 8.5 | 1.8 | 4.5 | 10.6
FAX machines | 85.6 | 22.3 | 8.8 | 8.7 | 6.3 | 9.2 | 12.5 | 8.9 | 2.1 | 5.2 | 10.7
Photocopiers | 86.2 | 23.5 | 9.1 | 8.9 | 6.2 | 9.1 | 10.2 | 7 | 2.2 | 5.8 | 11.2
Number of desktop computers
None | 48.3 | 19 | 6.3 | 3.7 | 5.4 | 5.5 | 28.2 | 12.3 | 2.6 | Q | 7.6
1 to 4 | 75.6 | 18.9 | 5.8 | 5.4 | 7.7 | 6.8 | 31 | 14.3 | 1.9 | 1.4 | 8.7
5 to 9 | 78.3 | 21.6 | 6.5 | 6.6 | 4.8 | 8.2 | 17.5 | 13 | 2.1 | 2.8 | 10.2
10 to 19 | 72 | 19.7 | 6.4 | 7.5 | 4.7 | 8.4 | 8.4 | 9.5 | 1.8 | 4.4 | 9.3
20 to 49 | 85.6 | 21.1 | 9.3 | 9 | 6.7 | 10 | 9.4 | 10.1 | 2.2 | 4.2 | 11.2
50 to 99 | 77.9 | 20.6 | 8.8 | 8.8 | 5.3 | 9.3 | 9 | 5.9 | 1.9 | 5 | 9.7
100 to 249 | 98.8 | 26.1 | 9.5 | 10.1 | 7.9 | 10.4 | Q | 5.1 | 2.5 | 8.4 | 13.5
250 or more | 109.9 | 30 | 15.2 | 12.6 | 7.8 | 10.1 | 7.9 | 3.1 | 2.4 | 11.5 | 13.2
Number of laptop computers
None | 70 | 19.3 | 6.5 | 5.9 | 6.1 | 7.6 | 25.3 | 15.9 | 2.2 | 2.8 | 8.8
1 to 4 | 71.7 | 20 | 6.9 | 6 | 5.2 | 7.8 | 17 | 9.8 | 1.9 | 2.8 | 9.2
5 to 9 | 83.6 | 19.4 | 8.2 | 8.9 | 7.4 | 9.7 | 14.7 | 9.5 | 1.9 | 3.9 | 10.2
10 to 19 | 86.1 | 20.7 | 10.1 | 9.4 | 8.1 | 9 | 10 | 8.1 | 2 | 4.6 | 10.6
20 to 49 | 94.1 | 26.3 | 8.5 | 9.9 | 7.2 | 9.4 | 14.3 | 6.1 | 2.6 | 7.6 | 11.5
50 to 99 | 96.7 | 29.4 | 11.3 | 10.1 | 6.1 | 9.8 | 4.3 | 4.3 | 2 | 7.1 | 16
100 to 249 | 100.6 | 29.3 | 11.5 | 11.1 | 7.5 | 9.6 | 6.4 | 3.4 | 2.3 | 11.7 | 12.6
250 or more | 107.4 | 26.9 | 15.7 | 13.1 | 7.2 | 10.3 | 6.7 | 3.3 | 2.7 | 10.8 | 13.4
Number of dedicated servers
None | 69.2 | 21.7 | 7 | 5.9 | 6.4 | 7.5 | 18.6 | 10.3 | 2.1 | 2.5 | 9.3
1 to 4 | 79.7 | 20 | 7.5 | 7.8 | 6.3 | 8.7 | 12.2 | 9.8 | 2 | 4 | 10.1
5 to 9 | 90.5 | 22.6 | 9 | 9.5 | 6.5 | 9.4 | 13 | 9.2 | 2 | 5.6 | 10.7
10 to 19 | 103.8 | 24.8 | 13.4 | 13 | 5.2 | 11 | Q | 6.3 | 2.8 | 8.9 | 13.5
20 to 49 | 105.5 | 30.8 | 14.3 | 11.9 | 7.1 | 10.5 | 7 | 3.6 | 2.4 | 9.6 | 12.8
50 or more | 143.6 | 34.9 | 18.4 | 14.5 | 10.9 | 11.9 | 12.5 | 4.1 | 2.7 | 23.3 | 16.7
Number of photocopiers
None | 72.4 | 19.2 | 7.2 | 6.1 | 7.3 | 7.6 | 28.3 | 15.3 | 1.9 | 3.1 | 8.7
One | 70.4 | 20.3 | 6.3 | 6 | 5.5 | 7.4 | 11.6 | 9.3 | 1.8 | 2.9 | 9
2 to 4 | 78.6 | 21.7 | 7.9 | 8.2 | 5.1 | 8.8 | 7.1 | 7.3 | 2.2 | 5.2 | 10.4
5 to 9 | 88.5 | 21.5 | 9.2 | 9.5 | 5.7 | 10.3 | 10.5 | 6.8 | 1.9 | 7.5 | 10.9
10 or more | 117.3 | 31.4 | 15.2 | 13.4 | 9.2 | 11 | 12.4 | 3.9 | 3 | 9.5 | 15.7
Number of TVs or video displays
None | 54.9 | 18.9 | 5.1 | 4.9 | 3 | 6.9 | 17 | 9.3 | 0.8 | 4.2 | 8.3
One | 69.8 | 22.3 | 5.7 | 6 | 4.5 | 7.5 | 17.1 | 9.6 | 1.3 | 3.4 | 8.3
2 to 4 | 79.6 | 22.4 | 7.8 | 7.6 | 4 | 8.9 | 15.5 | 9.2 | 1.6 | 4.2 | 11.3
5 to 9 | 95.3 | 22.1 | 10.1 | 9.9 | 5.6 | 9.6 | 15.5 | 11.8 | 2 | 7.3 | 10.7
10 to 19 | 99.1 | 23.7 | 10.9 | 11.1 | 7.2 | 10.3 | 14.6 | 9.8 | 2 | 6.7 | 10.9
20 to 49 | 89 | 19.4 | 10.4 | 10.6 | 6.3 | 10 | 7.2 | 9.5 | 2.6 | 5.8 | 10.4
50 to 99 | 98.6 | 24.5 | 10.9 | 9.9 | 10 | 9.9 | 5.9 | 6.7 | 4.3 | 8.7 | 11.9
100 or more | 133.4 | 31.1 | 15.7 | 11.5 | 21 | 9.6 | 17.1 | 5.5 | 6.1 | 4.9 | 16.3
Food preparation or serving areas in non-food service buildings (more than one may apply)
Snack bar or concession stand | 112.5 | 28.1 | 13.3 | 10 | 8.2 | 9.4 | 12.5 | 13.3 | 2.6 | 5.2 | 12.4
Fast food or small restaurant | 123.2 | 22.9 | 12.8 | 12.4 | 9.5 | 11.6 | 14.6 | 20.6 | 3 | 4.4 | 13
Cafeteria or large restaurant | 106.7 | 26.9 | 12.9 | 10.2 | 10.8 | 9.1 | 11.3 | 6.9 | 2.7 | 5.7 | 11.9
Commercial kitchen/ food preparation area | 111.4 | 26.8 | 12 | 9.7 | 12.2 | 8.8 | 12 | 12.4 | 2.9 | 4 | 12.2
Small kitchen area | 84.5 | 23.3 | 9.7 | 7.5 | 6.6 | 7.3 | 7.6 | 7.7 | 2.4 | 4 | 10.5
Separate computer areas (more than one may apply)
Data center or server farm | 122.1 | 31.5 | 17.3 | 12.7 | 8.1 | 11.2 | 13.9 | 4.3 | 2.8 | 13.6 | 14.7
Computer-based training room | 95.7 | 24.7 | 12 | 10 | 6.7 | 9.8 | 10.2 | 7.1 | 2.2 | 6.9 | 11.1
Student or public computer center | 88.9 | 26.5 | 10.1 | 7.9 | 8.6 | 7.7 | 8.4 | 5.7 | 2.5 | 5.5 | 9.9
HVAC conservation features (more than one may apply)
Economizer cycle | 102.2 | 27.2 | 10.2 | 11.1 | 7.3 | 10.2 | 12.9 | 8.3 | 2.2 | 6.5 | 13.3
Regular HVAC maintenance | 89.6 | 23 | 9.3 | 9 | 6.8 | 9.3 | 13.6 | 9.2 | 2.2 | 5.6 | 11.3
Building automation system (BAS)3 | 100.1 | 24.7 | 11.4 | 10.9 | 7.2 | 10.3 | 10.8 | 8.9 | 2.2 | 6.9 | 13.3
Window and interior lighting features (more than one may apply)
Multipaned windows | 87.9 | 23.5 | 8.6 | 8.7 | 6.8 | 8.9 | 13.9 | 9.5 | 2.3 | 5.4 | 10.8
Tinted window glass | 89.5 | 22.1 | 9.8 | 9.2 | 6.9 | 9.4 | 14.4 | 9.1 | 2.2 | 5.6 | 11.4
Reflective window glass | 104.3 | 24 | 11.6 | 11.1 | 7.8 | 10.3 | 16.3 | 10.5 | 2.6 | 7.6 | 12.1
External overhangs or awnings | 96.3 | 23 | 9.5 | 9.3 | 7.6 | 9.3 | 19.1 | 13 | 2.3 | 5.1 | 10.9
Skylights or atriums | 91.1 | 25.4 | 9.4 | 9.4 | 6.9 | 9 | 14.9 | 7 | 2.1 | 4.9 | 12.3
Light scheduling | 96.8 | 23 | 10.4 | 10.6 | 6.6 | 9.4 | 13.4 | 11.6 | 2.3 | 6.2 | 11.7
Occupancy sensors | 95.7 | 25.4 | 10.3 | 10.2 | 6.5 | 9.2 | 11.6 | 9.3 | 2.2 | 6.4 | 12.7
Multi-level lighting or dimming | 111.3 | 25.8 | 11.4 | 11.1 | 9.9 | 9.1 | 17.8 | 13.1 | 2.7 | 5 | 13
Daylight harvesting | 101.3 | 26.8 | 10.9 | 11.3 | 5.2 | 9.9 | 11.3 | 10.8 | 2 | 4.8 | 14.7
Demand responsive lighting | 86.5 | 17 | 9.3 | 9.6 | 7 | 9.4 | 11.8 | 14.8 | 2.1 | 3.5 | 9.8
Building automation system (BAS) for lighting3 | 99.5 | 21 | 11.3 | 12 | 5.5 | 10.8 | 9.9 | 14.1 | 1.7 | 5.9 | 12.3
Equipment usage reduced when building not in full use (more than one may apply)
Heating | 79.5 | 21.3 | 8.2 | 8 | 5.5 | 8.1 | 12.2 | 8.5 | 1.9 | 4.9 | 9.7
Cooling | 80.1 | 21.1 | 8.5 | 8.1 | 5.7 | 8.2 | 12.3 | 8.4 | 1.9 | 4.9 | 9.8
Lighting | 81.8 | 22.5 | 8.5 | 8.1 | 6.3 | 8.5 | 13.6 | 8.6 | 2.1 | 5 | 10.3
1The major fuel intensity calculation (total electricity, natural gas, fuel oil and district heat use for the end use divided by the floorspace in buildings that use any of those sources for the particular end use) differs from the calculation used in the 2003 CBECS tables, in which the intensities were not conditional on the presence of the end use; the 2003 CBECS denominator was total floorspace in all buildings. In this table, the intensities for each end use do not sum to the total intensity, whereas they did in the 2003 CBECS table. 2These climate regions were created by the Building America program, sponsored by the U.S. Department of Energy’s Office of Energy Efficiency and Renewable Energy (EERE). 3In earlier CBECS publications, BAS was referred to as Energy Management and Control System (EMCS). Q = Data withheld either because the Relative Standard Error (RSE) was greater than 50 percent or fewer than 20 buildings were sampled. N = No cases in reporting sample. Notes: ● Because of rounding, data may not sum to totals. ● See the Guide to the 2012 CBECS Detailed Tables or CBECS Terminology for definitions of terms used in these tables and/or comparison of differences with prior CBECS tables. Both references can be accessed from http://www.eia.gov/consumption/commercial/data/2012/ ● Statistics for the Energy end uses category represent total consumption in buildings that have the end use, not consumption specifically for that particular end use. ● HVAC = Heating, ventilation, and air conditioning. Source: U.S. Energy Information Administration, Office of Energy Consumption and Efficiency Statistics, Forms EIA-871A, C, D, E, and F of the 2012 Commercial Buildings Energy Consumption Survey.

## _pba4 (hidden)
Release date: December 2016
Table PBA4. Electricity consumption totals and conditional intensities by building activity subcategories, 2012
Site electricity consumption
| All buildings using electricity |  |  |  | per building (thousandkWh) | per square foot (kWh) | Distribution of building-level intensities (kWh/square foot)
| Number of buildings (thousand) | Total floorspace (million square feet) | Floorspace per building (thousand square feet) | Total (billion kWh) |  |  | 25th per- centile | Median | 75th per- centile
All buildings | 5234 | 84869 | 16.2 | 1243 | 237 | 14.6 | 3.8 | 8.7 | 17.2
Principal building activity (expanded)
Education | 389 | 12239 | 31.5 | 134 | 345 | 11 | 5.6 | 9 | 13.7
College or university | 27 | 1883 | 69.2 | 33 | 1202 | 17.4 | 9.2 | 14.4 | 20
K-12 | 232 | 9175 | 39.6 | 89 | 386 | 9.8 | 5.6 | 8.3 | 12.6
Elementary or middle school | 189 | 6118 | 32.4 | 58 | 306 | 9.5 | 5.6 | 8 | 11.9
High school | 43 | 3056 | 71.6 | 32 | 740 | 10.3 | 6.2 | 10.5 | 15.5
Preschool or daycare | 68 | 431 | 6.4 | 6 | 85 | 13.3 | 8 | 11.6 | 16.9
Other classroom education | 62 | 750 | 12.1 | 6 | 100 | 8.2 | 2.6 | 6.6 | 10.7
Food sales | 177 | 1252 | 7.1 | 61 | 345 | 48.7 | 35 | 54.8 | 81.4
Convenience store1 | 131 | 470 | 3.6 | 27 | 203 | 56.4 | 34.8 | 63 | 100
Grocery store or food market | 45 | 763 | 17.1 | 34 | 753 | 44.2 | 35.2 | 43.6 | 55.2
Other food sales | Q | Q | Q | Q | Q | Q | Q | Q | Q
Food service | 380 | 1819 | 4.8 | 82 | 215 | 44.9 | 18.9 | 38.4 | 73.2
Fast food | 92 | 302 | 3.3 | 22 | 242 | 73.9 | 43.5 | 73.2 | 117.3
Restaurant or cafeteria | 179 | 1039 | 5.8 | 45 | 253 | 43.5 | 19.8 | 38.6 | 67.3
Bar, pub, or lounge | 71 | 350 | 4.9 | 9 | 129 | 26.3 | 11.7 | 25.6 | 38.3
Other food service | 37 | 128 | 3.4 | 5 | 133 | 39 | 8.9 | 21.5 | 57.4
Health care | 157 | 4155 | 26.5 | 107 | 683 | 25.8 | 7 | 13.1 | 19.2
Inpatient | 10 | 2374 | 247.8 | 74 | 7687 | 31 | 20.5 | 32.7 | 43.9
Outpatient | 147 | 1781 | 12.1 | 33 | 227 | 18.7 | 6.3 | 12.8 | 19
Office (diagnostic) | 60 | 510 | 8.5 | 8 | 135 | 16 | 4.7 | 11.8 | 16.7
Clinic or other outpatient | 87 | 1271 | 14.6 | 25 | 290 | 19.8 | 7 | 13.2 | 19
Lodging | 158 | 5826 | 36.9 | 89 | 565 | 15.3 | 8.4 | 13.5 | 19.5
Hotel | 30 | 2717 | 90.6 | 42 | 1414 | 15.6 | 9.4 | 13.8 | 18.3
Motel or inn | 61 | 602 | 9.9 | 9 | 141 | 14.3 | 12 | 15 | 21.1
Dormitory, fraternity, or sorority | 25 | 805 | 32.7 | 10 | 391 | 12 | 5.1 | 8.2 | 13
Nursing home or assisted living | 30 | 1275 | 43.2 | 23 | 793 | 18.4 | 10.8 | 17.4 | 27.5
Other lodging | 13 | 426 | 33.2 | 5 | 398 | 12 | 3 | 8.5 | 14.8
Mercantile | 599 | 11320 | 18.9 | 207 | 345 | 18.3 | 6.2 | 13 | 21.8
Retail (other than mall) | 435 | 5430 | 12.5 | 82 | 189 | 15.2 | 4.9 | 9.7 | 18.8
Retail store | 333 | 4495 | 13.5 | 69 | 208 | 15.4 | 4.3 | 9.4 | 17.7
Vehicle dealership | 43 | 559 | 13 | 8 | 182 | 14 | 5.4 | 9 | 21.5
Other retail | 59 | 376 | 6.4 | 5 | 92 | 14.4 | 6.5 | 14 | 22.9
Enclosed and strip malls | 164 | 5890 | 35.9 | 124 | 757 | 21.1 | 13.8 | 19.5 | 27.8
Strip shopping center | 163 | 5087 | 31.3 | 110 | 678 | 21.7 | 13.8 | 19.5 | 28.1
Enclosed mall | 1 | 803 | 582.8 | 14 | 10135 | 17.4 | 11.4 | 17.8 | 20.2
Office | 1012 | 15952 | 15.8 | 253 | 250 | 15.9 | 6 | 9.9 | 15.8
Administrative or professional | 558 | 8937 | 16 | 151 | 271 | 16.9 | 5.5 | 9.6 | 15.3
Bank or other financial | 91 | 920 | 10.1 | 18 | 195 | 19.3 | 11.1 | 19.6 | 24.7
Government | 113 | 2655 | 23.4 | 38 | 336 | 14.3 | 7.9 | 11.9 | 17.1
Medical (non-diagnostic) | 50 | 302 | 6 | 4 | 73 | 12.1 | 6.7 | 8.8 | 14.3
Mixed-use | 125 | 2656 | 21.2 | 36 | 290 | 13.7 | 4.5 | 8.6 | 13.4
Other office | 74 | 482 | 6.5 | 6 | 86 | 13.2 | 4 | 7.4 | 9.7
Public assembly | 352 | 5559 | 15.8 | 80 | 229 | 14.5 | 3.5 | 7.7 | 14.6
Library | 24 | 761 | 32 | 12 | 488 | 15.2 | 10.7 | 14.3 | 15.6
Entertainment or culture | 51 | 1266 | 24.7 | 20 | 395 | 16 | 1.8 | 6.6 | 13.5
Recreation | 100 | 1898 | 18.9 | 25 | 248 | 13.1 | 3.7 | 7.3 | 17.6
Social or meeting | 135 | 948 | 7 | 10 | 72 | 10.2 | 3 | 6.5 | 11.2
Other assembly | 41 | 685 | 16.6 | 14 | 340 | 20.5 | 4.7 | 7.1 | 12.6
Public order and safety | 84 | 1440 | 17.2 | 21 | 255 | 14.9 | 3.9 | 9.1 | 16.2
Fire or police station | 69 | 572 | 8.3 | 7 | 98 | 11.8 | 3.8 | 7.6 | 14.7
Courthouse or probation office | 6 | 436 | 69.4 | 7 | 1059 | 15.3 | 13.2 | 15.9 | 19.2
Other public order | 9 | 432 | 49.9 | 8 | 927 | 18.6 | 15.6 | 26.6 | 34.4
Religious worship | 412 | 4557 | 11.1 | 24 | 58 | 5.2 | 2.2 | 3.5 | 5.7
Service | 602 | 4512 | 7.5 | 37 | 62 | 8.3 | 3.4 | 6.5 | 12
Post office or postal center | 30 | 446 | 14.7 | 4 | 136 | 9.2 | 7.4 | 10.3 | 13.1
Repair shop | 84 | 535 | 6.3 | 4 | 44 | 7 | 3.1 | 5.2 | 10.2
Vehicle service or repair | 214 | 1653 | 7.7 | 14 | 67 | 8.7 | 4.5 | 7.5 | 11.7
Vehicle storage or maintenance | 159 | 1193 | 7.5 | 9 | 54 | 7.2 | 2 | 5 | 8.9
Other service | 114 | 685 | 6 | 7 | 58 | 9.6 | 4.2 | 7.5 | 15.2
Warehouse and storage | 675 | 12568 | 18.6 | 83 | 123 | 6.6 | 1.6 | 3.7 | 7.5
Nonrefrigerated | 666 | 12125 | 18.2 | 71 | 106 | 5.8 | 1.6 | 3.7 | 7.3
Warehouse | 380 | 5194 | 13.7 | 34 | 90 | 6.6 | 1.4 | 3.6 | 6.7
Distribution or shipping center | 151 | 5688 | 37.6 | 31 | 202 | 5.4 | 2.3 | 5 | 8.5
Self storage units | 135 | 1244 | 9.2 | 6 | 42 | 4.6 | 1.1 | 3.2 | 8.7
Refrigerated | 8 | 443 | 52.1 | 13 | 1498 | 28.8 | 10.5 | 25.2 | 46.1
Other | 123 | 1972 | 16.1 | 56 | 455 | 28.3 | 2.6 | 6.6 | 25.1
Laboratory | 16 | 467 | 30.1 | 19 | 1228 | 40.8 | 13.8 | 32 | 39.7
Other | 107 | 1505 | 14 | 37 | 344 | 24.5 | 2.1 | 4.8 | 16.7
Vacant | 116 | 1699 | 14.6 | 8 | 66 | 4.5 | 0.8 | 1.6 | 3.6
1Includes Convenience stores and Convenience stores with gas stations. Q = Data withheld either because the Relative Standard Error (RSE) was greater than 50 percent or fewer than 20 buildings were sampled. Notes: ● Because of rounding, data may not sum to totals. ● See the Guide to the 2012 CBECS Detailed Tables or CBECS Terminology for definitions of terms used in these tables and/or comparison of differences with prior CBECS tables. Both references can be accessed from http://www.eia.gov/consumption/commercial/data/2012/ Source: U.S. Energy Information Administration, Office of Energy Consumption and Efficiency Statistics, Form EIA-871A and E of the 2012 Commercial Buildings Energy Consumption Survey.

## _pba5 (hidden)
Release date: December 2016
Table PBA5. Natural gas consumption totals and conditional intensities by building activity subcategories, 2012
Natural gas consumption
| All buildings using natural gas |  |  |  | per building (thousandcubic feet) | per square foot (cubic feet) | Distribution of building-level intensities (cubic feet/square foot)
| Number of buildings (thousand) | Total floorspace (million square feet) | Floorspace per building (thousand square feet) | Total (billion cubic feet) |  |  | 25th per- centile | Median | 75th per- centile
All buildings | 2933 | 58725 | 20 | 2193 | 748 | 37.3 | 12.1 | 26.6 | 55.3
Principal building activity (expanded)
Education | 234 | 9520 | 40.7 | 284 | 1215 | 29.8 | 10.7 | 23.8 | 49.1
College or university | 16 | 1272 | 77.5 | 57 | 3475 | 44.8 | 2.4 | 22.2 | 55.5
K-12 | 143 | 7415 | 51.7 | 198 | 1383 | 26.7 | 10.6 | 22.3 | 44.1
Elementary or middle school | 116 | 4852 | 42 | 119 | 1031 | 24.5 | 9.9 | 20.9 | 40.1
High school | 28 | 2563 | 92.2 | 79 | 2849 | 30.9 | 13.3 | 31.2 | 47.4
Preschool or daycare | 31 | 255 | 8.2 | 7 | 224 | 27.4 | 21.9 | 32.3 | 60.4
Other classroom education | 43 | 578 | 13.5 | 22 | 509 | 37.6 | 11.7 | 33.9 | 49.7
Food sales | 82 | 846 | 10.3 | 52 | 634 | 61.3 | 18.3 | 46.4 | 75.9
Convenience store1 | 48 | 154 | 3.2 | 10 | 215 | 66.4 | 18.3 | 46.4 | 118.3
Grocery store or food market | 33 | 674 | 20.4 | 40 | 1225 | 60 | 21.9 | 51.1 | 75.3
Other food sales | Q | Q | Q | Q | Q | Q | Q | Q | Q
Food service | 283 | 1394 | 4.9 | 222 | 783 | 159.2 | 51.3 | 132.5 | 255.3
Fast food | 74 | 254 | 3.4 | 44 | 596 | 173.8 | 79.3 | 170.4 | 312.3
Restaurant or cafeteria | 146 | 869 | 6 | 155 | 1062 | 178 | 88 | 171.1 | 255.6
Bar, pub, or lounge | 47 | 225 | 4.8 | 21 | 440 | 92 | 36.2 | 67 | 119.4
Other food service | Q | Q | Q | Q | Q | Q | Q | Q | Q
Health care | 95 | 3292 | 34.6 | 258 | 2714 | 78.5 | 12.1 | 21.6 | 47.1
Inpatient | 8 | 2113 | 263.2 | 214 | 26609 | 101.1 | 21.2 | 85 | 129
Outpatient | 87 | 1179 | 13.5 | 45 | 514 | 38 | 11.2 | 21 | 42.9
Office (diagnostic) | 37 | 268 | 7.2 | 6 | 161 | 22.5 | 9.1 | 17.7 | 34.1
Clinic or other outpatient | 50 | 911 | 18.3 | 39 | 781 | 42.6 | 12.1 | 22.6 | 50.6
Lodging | 99 | 4918 | 49.5 | 215 | 2169 | 43.8 | 19.5 | 36 | 65.5
Hotel | 24 | 2504 | 103.4 | 106 | 4394 | 42.5 | 19.7 | 30.5 | 48.3
Motel or inn | 27 | 396 | 14.5 | 13 | 485 | 33.4 | 16.7 | 38.9 | 63.4
Dormitory, fraternity, or sorority | 14 | 552 | 40 | 16 | 1169 | 29.3 | 8.5 | 28.4 | 47.7
Nursing home or assisted living | 23 | 1061 | 47 | 67 | 2951 | 62.8 | 39.5 | 61.1 | 81.8
Other lodging | 11 | 405 | 35.4 | 13 | 1128 | 31.9 | 18.2 | 36 | 73.4
Mercantile | 356 | 8493 | 23.9 | 284 | 799 | 33.5 | 12 | 25.4 | 50.1
Retail (other than mall) | 232 | 3371 | 14.5 | 72 | 312 | 21.5 | 10.8 | 20.8 | 39.2
Retail store | 175 | 2806 | 16.1 | 56 | 320 | 19.9 | 9.9 | 20.4 | 39
Vehicle dealership | 26 | 355 | 13.6 | 12 | 456 | 33.5 | 11.9 | 22.7 | 40.3
Other retail | 31 | 209 | 6.7 | 5 | 149 | 22.3 | 13.3 | 28.2 | 43.6
Enclosed and strip malls | 124 | 5123 | 41.5 | 212 | 1714 | 41.3 | 16.4 | 42.7 | 93.4
Strip shopping center | 122 | 4389 | 35.9 | 206 | 1687 | 47 | 16.4 | 42.8 | 93.4
Enclosed mall | 1 | 734 | 658.6 | 5 | 4735 | 7.2 | 3.1 | 7.7 | 17
Office | 595 | 10290 | 17.3 | 275 | 463 | 26.8 | 10.4 | 22.8 | 40
Administrative or professional | 324 | 5705 | 17.6 | 174 | 536 | 30.4 | 9.8 | 22.4 | 40.2
Bank or other financial | 60 | 684 | 11.4 | 16 | 267 | 23.5 | 17.4 | 28.8 | 47.1
Government | 61 | 1630 | 26.8 | 43 | 709 | 26.5 | 13.9 | 25.3 | 39.6
Medical (non-diagnostic) | 30 | 174 | 5.7 | 4 | 134 | 23.3 | 7 | 17.3 | 26.6
Mixed-use | 77 | 1793 | 23.2 | 30 | 383 | 16.5 | 5.7 | 17.3 | 26.8
Other office | 42 | 305 | 7.2 | 9 | 214 | 29.6 | 15.8 | 31.5 | 54
Public assembly | 205 | 3888 | 19 | 132 | 643 | 33.9 | 13.6 | 28.4 | 46.7
Library | Q | Q | Q | Q | Q | Q | Q | Q | Q
Entertainment or culture | 31 | 887 | 28.8 | 27 | 885 | 30.7 | 7 | 27.2 | 41.2
Recreation | 66 | 1487 | 22.6 | 52 | 789 | 34.9 | 7.8 | 18.5 | 42.1
Social or meeting | 72 | 669 | 9.3 | 23 | 325 | 34.9 | 15.4 | 31.6 | 56
Other assembly | 26 | 545 | 20.6 | 21 | 782 | 37.9 | 22.2 | 37 | 55.1
Public order and safety | 53 | 1007 | 19 | 40 | 751 | 39.5 | 16.6 | 25.9 | 47.7
Fire or police station | 40 | 411 | 10.3 | 17 | 423 | 40.9 | 20.9 | 31.7 | 53.9
Courthouse or probation office | Q | Q | Q | Q | Q | Q | Q | Q | Q
Other public order | 8 | 404 | 51.1 | 17 | 2133 | 41.7 | 2.2 | 13.9 | 25.9
Religious worship | 229 | 3016 | 13.2 | 85 | 371 | 28.1 | 10.6 | 21.7 | 44.7
Service | 339 | 2790 | 8.2 | 119 | 351 | 42.7 | 13.6 | 29.9 | 63.5
Post office or postal center | Q | Q | Q | Q | Q | Q | Q | Q | Q
Repair shop | 47 | 312 | 6.6 | 9 | 193 | 29.1 | 10.8 | 25.6 | 68.5
Vehicle service or repair | 121 | 1118 | 9.2 | 47 | 390 | 42.3 | 14.6 | 36.4 | 69
Vehicle storage or maintenance | 77 | 652 | 8.5 | 27 | 356 | 42 | 13.1 | 29.6 | 63.5
Other service | 70 | 457 | 6.5 | 30 | 424 | 65.1 | 13.3 | 31.5 | 56.5
Warehouse and storage | 261 | 7007 | 26.8 | 136 | 520 | 19.4 | 5.6 | 14.6 | 29.9
Nonrefrigerated | 259 | 6746 | 26 | 121 | 468 | 18 | 5.6 | 14.6 | 29.9
Warehouse | 155 | 2495 | 16.1 | 55 | 354 | 22 | 5.6 | 13.8 | 29.7
Distribution or shipping center | 91 | 3958 | 43.5 | 62 | 684 | 15.7 | 5.2 | 14.8 | 34.5
Self storage units | Q | Q | Q | Q | Q | Q | Q | Q | Q
Refrigerated | Q | Q | Q | Q | Q | Q | Q | Q | Q
Other | 59 | 1378 | 23.3 | 79 | 1334 | 57.2 | 13.8 | 28.8 | 72.5
Laboratory | 11 | 407 | 35.8 | 46 | 4089 | 114.1 | 25 | 72.5 | 99
Other | 48 | 971 | 20.4 | 32 | 679 | 33.3 | 10.8 | 23.5 | 54.5
Vacant | 44 | 886 | 20.2 | 12 | 281 | 13.9 | 5.8 | 16.5 | 29.5
1Includes Convenience stores and Convenience stores with gas stations. Q = Data withheld either because the Relative Standard Error (RSE) was greater than 50 percent or fewer than 20 buildings were sampled. Notes: ● Because of rounding, data may not sum to totals. ● See the Guide to the 2012 CBECS Detailed Tables or CBECS Terminology for definitions of terms used in these tables and/or comparison of differences with prior CBECS tables. Both references can be accessed from http://www.eia.gov/consumption/commercial/data/2012/ Source: U.S. Energy Information Administration, Office of Energy Consumption and Efficiency Statistics, Form EIA-871A and G of the 2012 Commercial Buildings Energy Consumption Survey.

## _cbecs_microdata (hidden)
PUBID | REGION | CENDIV | PBA | FREESTN | SQFT | SQFTC | WLCNS | RFCNS | RFCOOL | RFTILT | BLDSHP | GLSSPC | EQGLSS | SUNGLS | NFLOOR | BASEMNT | FLCEILHT | ATTIC | ELEVTR | NELVTR | ESCLTR | NESLTR | YRCON | YRCONC | MONCON | RENOV | RENADD | RENRDC | RENCOS | RENINT | RENRFF | RENWLL | RENWIN | RENHVC | RENLGT | RENPLB | RENELC | RENINS | RENSAF | RENSTR | RENOTH | ONEACT | ACT1 | ACT2 | ACT3 | ACT1PCT | ACT2PCT | ACT3PCT | PBAPLUS | DRYCL | VACANT | CUBE | CUBEC | CUBELOC | RWSEAT | PBSEAT | EDSEAT | FDSEAT | HCBED | NRSBED | LODGRM | COURT | FACIL | FEDFAC | FACACT | MANIND | PLANT | FACDST | FACDHW | FACDCW | FACELC | BLDPLT | GOVOWN | GOVTYP | OWNTYPE | NOCC | NOCCAT | OWNOCC | OWNOPR | OWNPPR | NWNPPR | NWNOPR | WHOPPR | MONUSE | OCCUPYP | LODOCCP | OPEN24 | OPNMF | OPNWE | WKHRS | WKHRSC | NWKER | NWKERC | HT1 | HT2 | COOL | WATR | COOK | MANU | CAPGEN | GENR | ANYEGY | ELUSED | NGUSED | FKUSED | FKTYPE | PRUSED | STUSED | HWUSED | CWUSED | WOUSED | COUSED | SOUSED | OTUSED | ELHT1 | NGHT1 | FKHT1 | PRHT1 | STHT1 | HWHT1 | WOHT1 | COHT1 | SOHT1 | OTHT1 | ELHT2 | NGHT2 | FKHT2 | PRHT2 | STHT2 | HWHT2 | WOHT2 | COHT2 | SOHT2 | OTHT2 | HEATP | HTLS50 | FURNAC | PKGHT | BOILER | STHW | HTPMPH | SLFCON | OTHTEQ | FURNP | PKGHP | BOILP | STHWP | HTPHP | SLFCNP | OTHTP | MAINHT | NWMNHT | PKGHTTYP | PKGFURN | PKGHTP | PKGCOIL | PKGPIU | PKGDUCT | BLRRAD | BLRFNCL | BLRINDC | BLRLOOP | BLRAIR | BLRPKG | BLRDUCT | DHRAD | DHFNCL | DHINDC | DHLOOP | DHAIR | DHPKG | DHDUCT | HPHPKG | HPHSPLT | HPHROOM | HPHMINI | HPHVRF | HPHAIR | HPHGRD | HPHDUAL | HPHWTR | HPHBKUP | SHRDNT | SHBBRD | SHPORT | SHWALL | SHFURN | SHUNIT | SHPTAC | OTSTRP | OTDUCT | OTPIU | HTVCAV | HTVVAV | HTVFLR | HTVOAS | HTVDEM | HTVNON | ELCOOL | NGCOOL | FKCOOL | PRCOOL | STCOOL | HWCOOL | CWCOOL | OTCOOL | COOLP | RCAC | PKGCL | CHILLR | CHWT | HTPMPC | ACWNWL | EVAPCL | OTCLEQ | RCACP | PKGCP | CHILP | CHWTP | HTPCP | ACWNWP | EVAPP | OTCLP | MAINCL | NWMNCL | PKGCLTYP | CHLAIRCL | CHLWTRCL | CHLABSRP | HTRCHLR | CHLAIR | CHLFNCL | CHLINDC | CHLLOOP | CHLBEAM | CHLPKG | CHLDUCT | DCWAIR | DCWFNCL | DCWINDC | DCWLOOP | DCWBEAM | DCWPKG | DCWDUCT | HPCPKG | HPCSPLT | HPCROOM | HPCMINI | HPCVRF | HPCAIR | HPCGRD | HPCDUAL | HPCWTR | CLVCAV | CLVVAV | CLVFLR | CLVOAS | CLVDEM | CLVNON | EMCS | RDHTNF | HWRDHT | RDCLNF | HWRDCL | ECN | ECNTYPE | MAINT | ELWATR | NGWATR | FKWATR | PRWATR | STWATR | HWWATR | WOWATR | COWATR | SOWATR | OTWATR | WTHTEQ | BOOSTWT | INSTWT | ELCOOK | NGCOOK | FKCOOK | PRCOOK | STCOOK | HWCOOK | WOCOOK | COCOOK | SOCOOK | OTCOOK | ELMANU | NGMANU | FKMANU | PRMANU | STMANU | HWMANU | WOMANU | COMANU | SOMANU | OTMANU | NGGENR | FKGENR | PRGENR | WOGENR | COGENR | SOGENR | OTGENR | PVC | FUELCL | LRGTRB | MCROTB | ENGINE | GENUSE | COGEN | TOGRID | NGOTH | FKOTH | PROTH | STOTH | HWOTH | CWOTH | WOOTH | COOTH | SOOTH | OTOTH | ELLOCUT | ELNONLU | ELOTSRC | ELCPLT | ELLUPCT | NGSRC | PRAMTC | PRUNIT | WOAMT | WOSRC | WOEXP | WOEXPC | AMIMETER | ENRGYPLN | SNACK | FASTFD | CAF | FDPREP | KITCHN | BREAKRM | OTFDRM | HWTRM | LAUNDR | CONFSP | CONFSPP | MEDEQP | XRAYN | CTSCAN | MRI | LINACC | OUTSURG | LABEQP | MCHEQP | POOL | HTPOOL | POOLSRC | STRLZR | RFGEQP | RFGRES | RFGCOMP | RFGWI | RFGOP | RFGCL | RFGVEN | RFGICE | RFGSTO | RFGRSN | RFGCOMPN | RFGWIN | RFGOPN | RFGCLN | RFGVNN | RFGICN | RFGSTP | WHRECOV | WHHT2 | WHWT | WHOT | PCTERM | PCTERMN | PCTRMC | MLTMON | MLTMNC | FLATC | LAPTPN | LAPTPC | PRNTRN | PRNTYP | SERVER | SERVERN | SERVERC | DATACNTR | DCNTRSFC | TRNGRM | STDNRM | WBOARDS | TVVIDEO | TVVIDEON | RGSTR | RGSTRN | COPIER | COPIERN | FAX | LTOHRP | LOHRPC | LTNR24 | LTNHRP | LNHRPC | RDLTNF | FLUOR | CFLR | BULB | HALO | HID | LED | OTLT | FLUORP | CFLRP | BULBP | HALOP | HIDP | LEDP | OTLTP | EMCSLT | SCHED | OCSN | DIM | DAYHARV | TRIM | PLGCTRL | DRLGHT | LTEXPC | PKLT | WINTYP | TINT | REFL | AWN | SKYLT | DAYLTP | ZSQFT | ZSQFTC | ZWLCNS | ZRFCNS | ZRFCOOL | ZRFTILT | ZBLDSHP | ZGLSSPC | ZEQGLSS | ZSUNGLS | ZNFLOOR | ZBASEMNT | ZFLCEILHT | ZATTIC | ZELEVTR | ZNELVTR | ZESCLTR | ZNESLTR | ZYRCON | ZYRCONC | ZRENOV | ZRENADD | ZRENRDC | ZRENCOS | ZRENINT | ZRENRFF | ZRENWLL | ZRENWIN | ZRENHVC | ZRENLGT | ZRENPLB | ZRENELC | ZRENINS | ZRENSAF | ZRENSTR | ZRENOTH | ZDRYCL | ZCUBE | ZCUBEC | ZCUBELOC | ZRWSEAT | ZPBSEAT | ZEDSEAT | ZFDSEAT | ZHCBED | ZNRSBED | ZLODGRM | ZFACIL | ZFEDFAC | ZFACACT | ZPLANT | ZFACDST | ZFACDHW | ZFACDCW | ZFACELC | ZBLDPLT | ZGOVOWN | ZGOVTYP | ZOWNTYPE | ZNOCC | ZNOCCAT | ZOWNOCC | ZOWNOPR | ZOWNPPR | ZNWNPPR | ZNWNOPR | ZWHOPPR | ZMONUSE | ZOCCUPYP | ZLODOCCP | ZOPEN24 | ZOPNMF | ZOPNWE | ZWKHRS | ZWKHRSC | ZNWKER | ZNWKERC | ZHT1 | ZHT2 | ZCOOL | ZWATR | ZCOOK | ZMANU | ZCAPGEN | ZGENR | ZELUSED | ZNGUSED | ZFKUSED | ZPRUSED | ZSTUSED | ZHWUSED | ZCWUSED | ZWOUSED | ZCOUSED | ZSOUSED | ZOTUSED | ZELHT1 | ZNGHT1 | ZFKHT1 | ZPRHT1 | ZSTHT1 | ZHWHT1 | ZWOHT1 | ZCOHT1 | ZSOHT1 | ZOTHT1 | ZELHT2 | ZNGHT2 | ZFKHT2 | ZPRHT2 | ZSTHT2 | ZHWHT2 | ZWOHT2 | ZCOHT2 | ZSOHT2 | ZOTHT2 | ZHEATP | ZHTLS50 | ZFURNAC | ZPKGHT | ZBOILER | ZSTHW | ZHTPMPH | ZSLFCON | ZOTHTEQ | ZFURNP | ZPKGHP | ZBOILP | ZSTHWP | ZHTPHP | ZSLFCNP | ZOTHTP | ZMAINHT | ZNWMNHT | ZPKGHTTYP | ZPKGFURN | ZPKGHTP | ZPKGCOIL | ZPKGPIU | ZPKGDUCT | ZBLRRAD | ZBLRFNCL | ZBLRINDC | ZBLRLOOP | ZBLRAIR | ZBLRPKG | ZBLRDUCT | ZDHRAD | ZDHFNCL | ZDHINDC | ZDHLOOP | ZDHAIR | ZDHPKG | ZDHDUCT | ZHPHPKG | ZHPHSPLT | ZHPHROOM | ZHPHMINI | ZHPHVRF | ZHPHAIR | ZHPHGRD | ZHPHDUAL | ZHPHWTR | ZHPHBKUP | ZSHRDNT | ZSHBBRD | ZSHPORT | ZSHWALL | ZSHFURN | ZSHUNIT | ZSHPTAC | ZHTVCAV | ZHTVVAV | ZHTVFLR | ZHTVOAS | ZHTVDEM | ZHTVNON | ZELCOOL | ZNGCOOL | ZFKCOOL | ZPRCOOL | ZSTCOOL | ZHWCOOL | ZCWCOOL | ZOTCOOL | ZCOOLP | ZRCAC | ZPKGCL | ZCHILLR | ZCHWT | ZHTPMPC | ZACWNWL | ZEVAPCL | ZOTCLEQ | ZRCACP | ZPKGCP | ZCHILP | ZCHWTP | ZHTPCP | ZACWNWP | ZEVAPP | ZOTCLP | ZMAINCL | ZNWMNCL | ZPKGCLTYP | ZCHLAIRCL | ZCHLWTRCL | ZCHLABSRP | ZHTRCHLR | ZCHLAIR | ZCHLFNCL | ZCHLINDC | ZCHLLOOP | ZCHLBEAM | ZCHLPKG | ZCHLDUCT | ZDCWAIR | ZDCWFNCL | ZDCWINDC | ZDCWLOOP | ZDCWBEAM | ZDCWPKG | ZDCWDUCT | ZHPCPKG | ZHPCSPLT | ZHPCROOM | ZHPCMINI | ZHPCVRF | ZHPCAIR | ZHPCGRD | ZHPCDUAL | ZHPCWTR | ZCLVCAV | ZCLVVAV | ZCLVFLR | ZCLVOAS | ZCLVDEM | ZCLVNON | ZEMCS | ZRDHTNF | ZHWRDHT | ZRDCLNF | ZHWRDCL | ZECN | ZECNTYPE | ZMAINT | ZELWATR | ZNGWATR | ZFKWATR | ZPRWATR | ZSTWATR | ZHWWATR | ZWOWATR | ZCOWATR | ZSOWATR | ZOTWATR | ZWTHTEQ | ZBOOSTWT | ZINSTWT | ZELCOOK | ZNGCOOK | ZFKCOOK | ZPRCOOK | ZSTCOOK | ZHWCOOK | ZWOCOOK | ZCOCOOK | ZSOCOOK | ZOTCOOK | ZELMANU | ZNGMANU | ZFKMANU | ZPRMANU | ZSTMANU | ZHWMANU | ZWOMANU | ZCOMANU | ZSOMANU | ZOTMANU | ZNGGENR | ZFKGENR | ZPRGENR | ZWOGENR | ZCOGENR | ZSOGENR | ZOTGENR | ZPVC | ZFUELCL | ZLRGTRB | ZMCROTB | ZENGINE | ZGENUSE | ZCOGEN | ZTOGRID | ZPRAMTC | ZWOAMT | ZWOSRC | ZWOEXP | ZWOEXPC | ZENRGYPLN | ZSNACK | ZFASTFD | ZCAF | ZFDPREP | ZKITCHN | ZBREAKRM | ZOTFDRM | ZHWTRM | ZLAUNDR | ZCONFSP | ZCONFSPP | ZMEDEQP | ZXRAYN | ZCTSCAN | ZMRI | ZLINACC | ZOUTSURG | ZLABEQP | ZMCHEQP | ZPOOL | ZHTPOOL | ZPOOLSRC | ZSTRLZR | ZRFGEQP | ZRFGRES | ZRFGCOMP | ZRFGWI | ZRFGOP | ZRFGCL | ZRFGVEN | ZRFGICE | ZRFGSTO | ZRFGRSN | ZRFGCOMPN | ZRFGWIN | ZRFGOPN | ZRFGCLN | ZRFGVNN | ZRFGICN | ZRFGSTP | ZWHRECOV | ZWHHT2 | ZWHWT | ZWHOT | ZPCTERM | ZPCTERMN | ZPCTRMC | ZMLTMON | ZMLTMNC | ZFLATC | ZLAPTPN | ZLAPTPC | ZPRNTRN | ZPRNTYP | ZSERVER | ZSERVERN | ZSERVERC | ZDATACNTR | ZDCNTRSFC | ZTRNGRM | ZSTDNRM | ZWBOARDS | ZTVVIDEO | ZTVVIDEON | ZRGSTR | ZRGSTRN | ZCOPIER | ZCOPIERN | ZFAX | ZLTOHRP | ZLOHRPC | ZLTNR24 | ZLTNHRP | ZLNHRPC | ZRDLTNF | ZFLUOR | ZCFLR | ZBULB | ZHALO | ZHID | ZLED | ZOTLT | ZFLUORP | ZCFLRP | ZBULBP | ZHALOP | ZHIDP | ZLEDP | ZOTLTP | ZEMCSLT | ZSCHED | ZOCSN | ZDIM | ZDAYHARV | ZTRIM | ZPLGCTRL | ZDRLGHT | ZLTEXPC | ZPKLT | ZWINTYP | ZTINT | ZREFL | ZAWN | ZSKYLT | ZDAYLTP | FINALWT | FINALWT1 | FINALWT2 | FINALWT3 | FINALWT4 | FINALWT5 | FINALWT6 | FINALWT7 | FINALWT8 | FINALWT9 | FINALWT10 | FINALWT11 | FINALWT12 | FINALWT13 | FINALWT14 | FINALWT15 | FINALWT16 | FINALWT17 | FINALWT18 | FINALWT19 | FINALWT20 | FINALWT21 | FINALWT22 | FINALWT23 | FINALWT24 | FINALWT25 | FINALWT26 | FINALWT27 | FINALWT28 | FINALWT29 | FINALWT30 | FINALWT31 | FINALWT32 | FINALWT33 | FINALWT34 | FINALWT35 | FINALWT36 | FINALWT37 | FINALWT38 | FINALWT39 | FINALWT40 | FINALWT41 | FINALWT42 | FINALWT43 | FINALWT44 | FINALWT45 | FINALWT46 | FINALWT47 | FINALWT48 | FINALWT49 | FINALWT50 | FINALWT51 | FINALWT52 | FINALWT53 | FINALWT54 | FINALWT55 | FINALWT56 | FINALWT57 | FINALWT58 | FINALWT59 | FINALWT60 | FINALWT61 | FINALWT62 | FINALWT63 | FINALWT64 | FINALWT65 | FINALWT66 | FINALWT67 | FINALWT68 | FINALWT69 | FINALWT70 | FINALWT71 | FINALWT72 | FINALWT73 | FINALWT74 | FINALWT75 | FINALWT76 | FINALWT77 | FINALWT78 | FINALWT79 | FINALWT80 | FINALWT81 | FINALWT82 | FINALWT83 | FINALWT84 | FINALWT85 | FINALWT86 | FINALWT87 | FINALWT88 | FINALWT89 | FINALWT90 | FINALWT91 | FINALWT92 | FINALWT93 | FINALWT94 | FINALWT95 | FINALWT96 | FINALWT97 | FINALWT98 | FINALWT99 | FINALWT100 | FINALWT101 | FINALWT102 | FINALWT103 | FINALWT104 | FINALWT105 | FINALWT106 | FINALWT107 | FINALWT108 | FINALWT109 | FINALWT110 | FINALWT111 | FINALWT112 | FINALWT113 | FINALWT114 | FINALWT115 | FINALWT116 | FINALWT117 | FINALWT118 | FINALWT119 | FINALWT120 | FINALWT121 | FINALWT122 | FINALWT123 | FINALWT124 | FINALWT125 | FINALWT126 | FINALWT127 | FINALWT128 | FINALWT129 | FINALWT130 | FINALWT131 | FINALWT132 | FINALWT133 | FINALWT134 | FINALWT135 | FINALWT136 | FINALWT137 | FINALWT138 | FINALWT139 | FINALWT140 | FINALWT141 | FINALWT142 | FINALWT143 | FINALWT144 | FINALWT145 | FINALWT146 | FINALWT147 | FINALWT148 | FINALWT149 | FINALWT150 | FINALWT151 | FINALWT152 | FINALWT153 | FINALWT154 | FINALWT155 | FINALWT156 | FINALWT157 | FINALWT158 | FINALWT159 | FINALWT160 | FINALWT161 | FINALWT162 | FINALWT163 | FINALWT164 | FINALWT165 | FINALWT166 | FINALWT167 | FINALWT168 | FINALWT169 | FINALWT170 | FINALWT171 | FINALWT172 | FINALWT173 | FINALWT174 | FINALWT175 | FINALWT176 | FINALWT177 | FINALWT178 | FINALWT179 | FINALWT180 | FINALWT181 | FINALWT182 | FINALWT183 | FINALWT184 | FINALWT185 | FINALWT186 | FINALWT187 | FINALWT188 | FINALWT189 | FINALWT190 | FINALWT191 | FINALWT192 | FINALWT193 | FINALWT194 | FINALWT195 | FINALWT196 | FINALWT197 | HDD65 | CDD65 | MFUSED | MFBTU | MFEXP | ELCNS | ELBTU | ELEXP | NGCNS | NGBTU | NGEXP | FKCNS | FKBTU | FKEXP | DHUSED | DHHT1 | DHHT2 | DHCOOL | DHCOOK | DHWATR | DHMANU | DHOTH | DHCNS | DHBTU | DHEXP | ZMFBTU | ZMFEXP | ZELCNS | ZELEXP | ZNGCNS | ZNGEXP | ZFKCNS | ZFKEXP | ZDHCNS | ZDHEXP | MFHTBTU | MFCLBTU | MFVNBTU | MFWTBTU | MFLTBTU | MFCKBTU | MFRFBTU | MFOFBTU | MFPCBTU | MFOTBTU | ELHTBTU | ELCLBTU | ELVNBTU | ELWTBTU | ELLTBTU | ELCKBTU | ELRFBTU | ELOFBTU | ELPCBTU | ELOTBTU | NGHTBTU | NGCLBTU | NGWTBTU | NGCKBTU | NGOTBTU | FKHTBTU | FKCLBTU | FKWTBTU | FKCKBTU | FKOTBTU | DHHTBTU | DHCLBTU | DHWTBTU | DHCKBTU | DHOTBTU | PUBCLIM
19 | 1 | 1 | 4 |  | 78000 | 6 | 1 | 6 | 1 | 1 |  |  |  |  | 9 | 1 | 10 | 1 | 1 | 2 | 2 |  | 995 | 1 |  | 1 | 2 | 2 | 1 | 1 | 1 | 1 | 1 | 1 | 1 | 1 | 1 | 1 | 1 | 2 | 2 | 1 | [6 empty] | 8 | [13 empty] | 1 | 2 | 1 |  | 1 | 1 | 2 | 1 | 2 | 2 | 2 |  | 6 | 1 | 2 | 1 | 1 | 1 |  |  |  | 12 |  |  | 1 | 1 | 1 | 168 | 7 | 178 | 7 | 1 | 1 | 1 | 1 | 2 | 2 | 1 | 1 |  | 1 | 1 | 1 | 2 | 1 | 1 | 2 | 1 | 2 | 2 | 2 | 2 | 2 | 2 | 2 | 2 | 1 | [5 empty] | 1 | 2 | 2 | 2 | 2 | [5 empty] | 100 |  | 2 | 2 | 2 | 1 | 1 | 2 | 2 |  |  |  | 100 | 10 |  |  | 4 | [14 empty] | 1 | 1 | 1 | 1 | 1 | 1 | 1 | 2 | 2 | 1 | 2 | 2 | 2 | 2 | 2 | 1 | [11 empty] | 2 | 1 | 2 | 1 | 2 | 2 | 1 | 2 | 2 | 2 | 2 |  | 1 |  | 88 | 2 | 2 | 1 | 1 | 1 | 2 | 2 | 2 |  |  | 100 | 85 | 10 |  |  |  | 3 | 2 |  | 2 | 1 | 2 |  | 1 | 2 | 2 | 2 | 2 | 2 | 2 | 1 | 1 | 1 | 1 | 2 | 1 | 1 | 2 | 2 | 1 | 2 | 2 | 2 | 2 | 2 | 1 | 2 | 1 | 2 | 1 | 2 | 2 | 1 | 1 | 1 | 1 | 1 | 1 | 1 | 1 | 2 | 2 | 2 | 2 | 1 | [5 empty] | 3 |  |  | 2 | 2 | 2 | 2 | 2 | [5 empty] | 2 | 2 | 2 | 2 | 2 | [5 empty] | 2 | 1 | 2 |  |  |  |  | 2 | 2 | 2 | 2 | 1 | 1 |  |  | 1 | 2 | 1 | 2 |  | 2 |  |  |  |  | 2 | 2 | 1 | 2 |  | 3 | 1 | 2 |  |  |  |  | 2 | 1 | [7 empty] | 1 | [9 empty] | 1 | 2 |  |  |  | 1 | 1 | 1 | 1 | 1 | 1 | 1 | 2 | 1 | 2 | 32 | 3 | 7 | 25 | 25 |  | 7 | [5 empty] | 1 | 175 | 6 | 1 | 4 | 2 | 27 | 4 | 35 | 1 | 2 | 0 | 0 | 2 |  | 2 | 2 |  | 2 |  | 2 |  | 1 | 7 | 1 | 85 | 4 | 1 | 10 | 1 | 1 | 1 | 1 | 2 | 2 | 2 | 2 | 2 | 90 | 10 | [5 empty] | 1 | 1 | 1 | 2 | 2 | 2 | 2 | 2 | 1 | 2 | 2 | 1 | 2 | 2 | 2 | 5 | 0 | 0 | 0 | 0 | 0 | 0 | 9 | 9 | 9 | 9 | 0 | 0 | 1 | 0 | 0 | 0 | 0 | 9 | 0 | 0 | 0 | 0 | 0 | 0 | 0 | 0 | 0 | 0 | 0 | 0 | 0 | 0 | 0 | 0 | 0 | 0 | 9 | 9 | 9 | 9 | 9 | 9 | 9 | 9 | 9 | 9 | 9 | 0 | 0 | 0 | 0 | 0 | 0 | 0 | 0 | 0 | 0 | 9 | 0 | 0 | 0 | 0 | 0 | 0 | 9 | 9 | 9 | 0 | 9 | 9 | 0 | 0 | 0 | 0 | 0 | 1 | 0 | 0 | 0 | 0 | 0 | 0 | 0 | 0 | 0 | 0 | 0 | 0 | 0 | 0 | 0 | 0 | 0 | 0 | 0 | 0 | 0 | 0 | 0 | 0 | 0 | 9 | 9 | 9 | 9 | 9 | 0 | 0 | 0 | 0 | 0 | 9 | 9 | 9 | 9 | 9 | 0 | 9 | 0 | 0 | 0 | 0 | 0 | 0 | 0 | 9 | 9 | 9 | 0 | 0 | 9 | 9 | 0 | 9 | 9 | 9 | 9 | 9 | 9 | 9 | 9 | 9 | 9 | 9 | 9 | 9 | 9 | 0 | 0 | 0 | 0 | 0 | 0 | 0 | 0 | 0 | 0 | 0 | 0 | 0 | 0 | 0 | 0 | 9 | 9 | 9 | 9 | 9 | 9 | 9 | 9 | 0 | 0 | 0 | 0 | 0 | 0 | 0 | 0 | 0 | 0 | 0 | 9 | 0 | 9 | 0 | 0 | 0 | 0 | 0 | 0 | 0 | 0 | 0 | 9 | 9 | 0 | 1 | 0 | 9 | 9 | 9 | 1 | 1 | 9 | 0 | 0 | 0 | 9 | 0 | 0 | 0 | 0 | 0 | 0 | 0 | 1 | 1 | 1 | 1 | 1 | 1 | 1 | 0 | 0 | 0 | 0 | 0 | 0 | 0 | 0 | 0 | 0 | 0 | 0 | 0 | 0 | 0 | 0 | 0 | 0 | 0 | 0 | 0 | 0 | 0 | 0 | 0 | 0 | 0 | 0 | 9 | 9 | 9 | 9 | 9 | 0 | 9 | 9 | 0 | 0 | 0 | 0 | 0 | 9 | 9 | 9 | 9 | 9 | 0 | 0 | 0 | 0 | 0 | 9 | 9 | 9 | 9 | 9 | 0 | 0 | 0 | 9 | 9 | 9 | 9 | 0 | 0 | 0 | 0 | 0 | 0 | 9 | 9 | 0 | 9 | 9 | 9 | 9 | 0 | 9 | 9 | 9 | 9 | 9 | 9 | 9 | 0 | 9 | 9 | 9 | 9 | 9 | 9 | 9 | 9 | 9 | 0 | 0 | 9 | 9 | 9 | 0 | 0 | 0 | 0 | 0 | 0 | 0 | 0 | 0 | 0 | 1 | 1 | 0 | 0 | 0 | 9 | 0 | 9 | 9 | 9 | 9 | 9 | 0 | 1 | 0 | 0 | 0 | 0 | 1 | 0 | 0 | 1 | 0 | 0 | 0 | 0 | 9 | 0 | 0 | 9 | 0 | 9 | 0 | 9 | 0 | 0 | 0 | 0 | 0 | 0 | 0 | 0 | 0 | 0 | 0 | 0 | 0 | 0 | 0 | 0 | 0 | 0 | 9 | 9 | 9 | 9 | 9 | 0 | 0 | 0 | 0 | 0 | 0 | 0 | 0 | 0 | 0 | 0 | 0 | 0 | 0 | 0 | 0 | 124.452 | 122.7764 | 128.0736 | 130.9451 | 124.6108 | 125.0281 | 123.1056 | 119.1513 | 130.7736 | 126.3179 | 125.3087 | 122.978 | 129.302 | 122.7387 | 132.6474 | 128.2872 | 125.6946 | 127.1599 | 123.6181 | 124.2806 | 121.3604 | 124.452 | 124.452 | 124.452 | 124.452 | 124.452 | 124.452 | 124.452 | 124.452 | 124.452 | 124.452 | 124.452 | 124.452 | 124.452 | 124.452 | 124.452 | 124.452 | 124.452 | 124.452 | 124.452 | 124.452 | 124.452 | 124.452 | 124.452 | 124.452 | 124.452 | 124.452 | 124.452 | 124.452 | 124.452 | 124.452 | 124.452 | 124.452 | 124.452 | 124.452 | 124.452 | 124.452 | 124.452 | 124.452 | 124.452 | 124.452 | 124.452 | 124.452 | 124.452 | 124.452 | 124.452 | 124.452 | 124.452 | 124.452 | 124.452 | 124.452 | 124.452 | 124.452 | 124.452 | 124.452 | 124.452 | 124.452 | 124.452 | 124.452 | 124.452 | 124.452 | 124.452 | 124.452 | 124.452 | 124.452 | 124.452 | 124.452 | 124.452 | 124.452 | 124.452 | 124.452 | 124.452 | 124.452 | 124.452 | 124.452 | 124.452 | 124.452 | 121.8633 | 124.452 | 119.802 | 124.452 | 124.452 | 124.452 | 124.452 | 246.708 | 124.452 | 124.452 | 124.452 | 124.452 | 121.665 | 124.452 | 124.452 | 124.452 | 124.452 | 124.452 | 124.452 | 124.452 | 124.452 | 124.452 | 124.452 | 124.452 | 124.452 | 124.452 | 124.452 | 124.452 | 124.452 | 124.452 | 124.452 | 124.452 | 124.452 | 124.452 | 124.452 | 124.452 | 124.452 | 124.452 | 124.452 | 124.452 | 124.452 | 124.452 | 124.452 | 124.452 | 124.452 | 124.452 | 124.452 | 124.452 | 124.452 | 124.452 | 124.452 | 124.452 | 124.452 | 124.452 | 124.452 | 124.452 | 124.452 | 124.452 | 124.452 | 124.452 | 124.452 | 124.452 | 124.452 | 124.452 | 124.452 | 124.452 | 124.452 | 124.452 | 124.452 | 124.452 | 124.452 | 124.452 | 124.452 | 124.452 | 124.452 | 124.452 | 124.452 | 124.452 | 124.452 | 124.452 | 124.452 | 124.452 | 124.452 | 124.452 | 124.452 | 124.452 | 124.452 | 124.452 | 124.452 | 124.452 | 124.452 | 124.452 | 124.452 | 124.452 | 124.452 | 124.452 | 124.452 | 124.452 | 124.452 | 124.452 | 124.452 | 5752 | 611 | 1 | 19578541 | 547032 | 2686105 | 9164990 | 284938 | 514 | 52685 | 1666 | 1432 | 196866 | 4877 | 1 | 1 | 2 | 2 | 2 | 1 | 2 | 2 | 10164 | 10164000 | 255551 | 2 | 3 | 0 | 0 | 0 | 0 | 2 | 3 | 0 | 0 | 9781808 | 415852 | 588269 | 447375 | 1052268 | 0 | 4878472 | 40893 | 717198 | 1656406 | 65183 | 415852 | 588269 | 0 | 1052268 | 0 | 4878472 | 40893 | 717198 | 1406855 | 0 | 0 | 0 | 0 | 52685 | 0 | 0 | 0 | 0 | 196866 | 9716625 | 0 | 447375 | 0 | 0 | 1
103 | 4 | 9 | 4 | 1 | 128000 | 7 | 1 | 1 | 2 | 1 | 2 | 3 | 1 |  | 4 | 1 | 11 | 2 | 1 | 5 | 2 |  | 1998 | 7 |  | 1 | 2 | 2 | 1 | 1 | 2 | 2 | 2 | 1 | 2 | 2 | 1 | 2 | 1 | 2 | 2 | 2 | 11 | 28 |  | 50 | 50 |  | 8 |  |  | 1 | 3 | 2 | [8 empty] | 1 | 2 | 4 |  | 2 | [5 empty] | 2 |  | 1 | 2 | 3 | 2 | 1 | 1 |  |  |  | 12 |  |  | 1 | 1 | 1 | 168 | 7 | 450 | 8 | 1 | 2 | 1 | 1 | 2 | 2 | 1 | 1 |  | 1 | 1 | 1 | 2 | 2 | 2 | 2 | 2 | 2 | 2 | 2 | 2 | 2 | 1 | 2 | [7 empty] | 2 | 2 | 2 | [7 empty] | 100 |  | 2 | 2 | 1 | 2 | 2 | 2 | 2 |  |  | 100 |  |  |  |  | 3 | [7 empty] | 2 | 2 | 2 | 2 | 1 | 2 | 2 | [27 empty] | 2 | 1 | 2 | 2 | 2 | 2 | 1 | 2 | 2 | [5 empty] | 100 | 2 | 2 | 1 | 2 | 2 | 2 | 2 | 2 |  |  | 100 | [5 empty] | 3 |  |  | 2 | 1 | 2 |  | 1 | 2 | 2 | 2 | 2 | 2 | 2 | [16 empty] | 2 | 1 | 2 | 2 | 2 | 2 | 1 | 2 |  | 2 |  | 1 | 1 | 1 | 2 | 1 | 2 | [7 empty] | 1 |  |  | 2 | 2 | 2 | [7 empty] | 2 | 2 | 2 | [7 empty] | 2 | 1 | [5 empty] | 2 | 2 | 2 | 2 | 2 | 1 |  |  | 2 | 2 | [8 empty] | 1 | 2 | 2 | 2 |  | 1 | [6 empty] | 1 | 2 | [7 empty] | 2 | [9 empty] | 1 | 2 |  |  |  | 1 | 1 | 1 | 1 | 1 | 2 | 2 | 1 | 2 | 2 | 30 | 15 | 1 |  |  | 1 | [6 empty] | 1 | 450 | 7 | 1 | 3 | 1 | 300 | 7 | 40 | 2 | 1 | 30 | 4 | 1 | 2 | 2 | 2 |  | 1 | 34 | 2 |  | 1 | 12 | 1 | 100 | 4 | 1 | 50 | 2 | 1 | 1 | 1 | 2 | 2 | 2 | 2 | 2 | 80 | 20 | [5 empty] | 2 | 1 | 2 | 2 | 2 | 2 | 2 | 2 | 4 | 2 | 1 | 1 | 2 | 2 | 1 | 0 | 0 | 0 | 0 | 0 | 0 | 0 | 0 | 0 | 0 | 9 | 0 | 0 | 0 | 0 | 0 | 0 | 0 | 9 | 0 | 0 | 0 | 0 | 0 | 0 | 0 | 0 | 0 | 0 | 0 | 0 | 0 | 0 | 0 | 0 | 0 | 0 | 9 | 0 | 0 | 0 | 9 | 9 | 9 | 9 | 9 | 9 | 9 | 0 | 0 | 0 | 0 | 9 | 9 | 9 | 9 | 9 | 0 | 9 | 0 | 0 | 0 | 0 | 0 | 0 | 9 | 9 | 9 | 0 | 9 | 9 | 0 | 0 | 0 | 0 | 0 | 0 | 0 | 0 | 0 | 0 | 0 | 0 | 0 | 0 | 0 | 0 | 0 | 0 | 0 | 0 | 0 | 0 | 0 | 0 | 0 | 0 | 0 | 0 | 0 | 9 | 9 | 9 | 9 | 9 | 9 | 9 | 0 | 0 | 0 | 9 | 9 | 9 | 9 | 9 | 9 | 9 | 0 | 9 | 0 | 0 | 0 | 0 | 0 | 0 | 0 | 9 | 9 | 0 | 9 | 9 | 9 | 9 | 0 | 9 | 9 | 9 | 9 | 9 | 9 | 9 | 0 | 0 | 0 | 0 | 0 | 0 | 0 | 9 | 9 | 9 | 9 | 9 | 9 | 9 | 9 | 9 | 9 | 9 | 9 | 9 | 9 | 9 | 9 | 9 | 9 | 9 | 9 | 9 | 9 | 9 | 9 | 0 | 0 | 0 | 0 | 0 | 0 | 0 | 0 | 0 | 9 | 9 | 9 | 9 | 9 | 0 | 0 | 0 | 0 | 0 | 0 | 0 | 0 | 0 | 9 | 9 | 0 | 9 | 9 | 9 | 9 | 9 | 0 | 9 | 9 | 0 | 0 | 0 | 9 | 0 | 0 | 0 | 0 | 0 | 0 | 0 | 9 | 9 | 9 | 9 | 9 | 9 | 9 | 9 | 9 | 9 | 9 | 9 | 9 | 9 | 9 | 9 | 0 | 0 | 0 | 0 | 0 | 0 | 0 | 0 | 9 | 0 | 9 | 0 | 0 | 0 | 0 | 0 | 0 | 9 | 9 | 9 | 9 | 9 | 9 | 9 | 0 | 9 | 9 | 0 | 0 | 0 | 9 | 9 | 9 | 9 | 9 | 9 | 9 | 0 | 0 | 0 | 9 | 9 | 9 | 9 | 9 | 9 | 9 | 0 | 0 | 9 | 9 | 9 | 9 | 9 | 0 | 0 | 0 | 0 | 0 | 1 | 9 | 9 | 9 | 9 | 9 | 9 | 9 | 0 | 9 | 9 | 9 | 9 | 9 | 9 | 9 | 0 | 9 | 9 | 9 | 9 | 9 | 9 | 9 | 9 | 9 | 0 | 0 | 9 | 9 | 9 | 0 | 0 | 0 | 0 | 0 | 0 | 0 | 0 | 0 | 0 | 0 | 0 | 0 | 9 | 9 | 0 | 9 | 9 | 9 | 9 | 9 | 9 | 0 | 0 | 0 | 0 | 0 | 0 | 0 | 0 | 0 | 0 | 0 | 0 | 0 | 0 | 0 | 0 | 0 | 9 | 0 | 0 | 0 | 9 | 0 | 0 | 0 | 0 | 0 | 0 | 0 | 0 | 0 | 0 | 0 | 0 | 0 | 0 | 0 | 0 | 0 | 0 | 9 | 9 | 9 | 9 | 9 | 0 | 0 | 0 | 0 | 0 | 0 | 0 | 0 | 0 | 0 | 0 | 0 | 0 | 0 | 0 | 0 | 19.6903 | 19.6811 | 19.6941 | 19.6381 | 19.7013 | 19.7181 | 19.6811 | 19.6231 | 19.6871 | 19.7015 | 19.7343 | 19.7004 | 19.7393 | 19.7231 | 19.6827 | 19.7109 | 19.636 | 19.6161 | 19.7202 | 19.6817 | 19.6789 | 19.7483 | 19.6905 | 19.7696 | 19.7059 | 19.6756 | 19.7228 | 19.6843 | 19.7021 | 19.6849 | 19.7095 | 19.8134 | 19.5544 | 19.6853 | 19.7134 | 19.6855 | 19.7056 | 19.6853 | 19.7285 | 19.7326 | 19.7522 | 19.6818 | 19.6111 | 19.7479 | 19.6425 | 19.6129 | 19.732 | 19.7412 | 19.7193 | 19.5991 | 19.6354 | 19.7052 | 19.6303 | 19.632 | 19.6319 | 19.7309 | 19.7076 | 19.6031 | 19.7196 | 19.6786 | 19.6941 | 19.6612 | 19.6672 | 19.7059 | 19.6573 | 19.7327 | 19.688 | 19.6702 | 19.7445 | 19.71 | 19.6804 | 19.7157 | 19.6025 | 19.6587 | 19.789 | 19.6902 | 19.7289 | 19.6895 | 19.7494 | 19.6903 | 19.6903 | 19.6903 | 19.6903 | 19.6903 | 19.6903 | 19.6903 | 19.6903 | 19.6903 | 19.6915 | 19.6903 | 19.6903 | 19.6903 | 19.6903 | 19.6903 | 19.6903 | 19.6903 | 19.6903 | 19.6903 | 19.6903 | 19.6903 | 19.6903 | 19.6903 | 19.6903 | 19.6903 | 19.6903 | 19.6903 | 19.6903 | 19.6903 | 19.6903 | 19.6903 | 19.6903 | 19.6903 | 19.6903 | 19.6903 | 19.6903 | 19.6903 | 19.7653 | 19.687 | 19.6903 | 19.6826 | 19.6719 | 19.6903 | 19.7597 | 19.6903 | 19.6686 | 0 | 19.7195 | 19.7461 | 19.6719 | 19.6903 | 19.7538 | 19.6663 | 19.6339 | 19.7249 | 19.6279 | 19.6649 | 19.7856 | 19.687 | 19.6719 | 19.6818 | 19.5955 | 19.6903 | 19.5972 | 19.679 | 19.6903 | 19.6903 | 19.6874 | 19.6903 | 19.6903 | 19.6917 | 19.6945 | 19.6903 | 19.686 | 19.6816 | 19.6903 | 19.6903 | 19.6903 | 19.6903 | 19.6733 | 19.6903 | 19.6903 | 19.6903 | 19.6714 | 19.698 | 19.6839 | 19.6686 | 19.6903 | 19.6827 | 19.6945 | 19.6878 | 19.6903 | 19.7078 | 19.7104 | 19.6903 | 19.6742 | 19.7105 | 19.5775 | 19.6903 | 19.6965 | 19.6612 | 19.6878 | 19.6588 | 19.6779 | 19.6575 | 19.6563 | 19.6853 | 19.6865 | 19.674 | 19.6979 | 19.6605 | 19.6748 | 19.6626 | 19.6688 | 19.6864 | 19.6903 | 19.6903 | 19.6903 | 19.6903 | 1414 | 482 | 1 | 46429219 | 1101460 | 6984832 | 23832247 | 974761 | 220300 | 22580750 | 125957 | 118 | 16222 | 742 | 2 | [10 empty] | 0 | 0 | 0 | 0 | 0 | 0 | 0 | 0 | 9 | 9 | 17123177 | 2618648 | 2392365 | 5457573 | 5988044 | 0 | 777696 | 776389 | 5803979 | 5491348 | 0 | 2618648 | 2392365 | 0 | 5988044 | 0 | 777696 | 776389 | 5803979 | 5475126 | 17123177 | 0 | 5457573 | 0 | 0 | 0 | 0 | 0 | 0 | 16222 | [5 empty] | 3
159 | 2 | 3 | 4 | 1 | 220000 | 8 | 1 | 1 | 2 | 1 | 2 | 3 | 1 |  | 5 | 1 | 12 | 2 | 1 | 3 | 2 |  | 1976 | 5 |  | 1 | 1 | 2 | 1 | 1 | 1 | 1 | 1 | 1 | 1 | 1 | 2 | 2 | 2 | 2 | 2 | 1 | [6 empty] | 8 | [13 empty] | 1 | 2 | 8 |  | 1 | 1 | 2 | 1 | 1 | 2 | 2 |  | 5 | 1 | 2 | 1 | 1 | 1 |  |  |  | 12 |  |  | 1 | 1 | 1 | 168 | 7 | 475 | 8 | 1 | 2 | 1 | 1 | 2 | 2 | 1 | 1 |  | 1 | 2 | 1 | 2 | 2 | 1 | 2 | 2 | 2 | 2 | 2 | 2 | 2 |  | 2 |  | 1 | [5 empty] | 2 |  | 2 |  | 2 | [5 empty] | 100 |  | 2 | 2 | 2 | 1 | 2 | 2 | 2 |  |  |  | 100 |  |  |  | 4 | [14 empty] | 1 | 2 | 2 | 2 | 1 | 2 | 1 | [20 empty] | 1 | 1 | 2 | 2 | 2 | 2 | 1 |  | 2 |  | 2 |  |  |  | 95 | 2 | 2 | 1 | 2 | 2 | 2 | 2 | 2 |  |  | 100 | [5 empty] | 3 | 2 |  | 2 | 1 | 2 |  | 1 | 2 | 2 | 2 | 2 | 2 | 1 | [16 empty] | 1 | 1 | 2 | 2 | 2 | 2 | 1 | 2 |  | 2 |  | 1 | 1 | 1 | 2 |  | 2 |  | 1 | [5 empty] | 1 |  |  | 2 |  | 2 |  | 2 | [5 empty] | 2 |  | 2 |  | 2 | [6 empty] | 1 | [5 empty] | 2 | 2 | 2 | 2 | 1 | 1 |  |  |  | 2 |  | 2 | [6 empty] | 1 | 2 | 2 | 2 | [8 empty] | 2 | 2 | [7 empty] | 1 | [9 empty] | 1 | 2 |  |  |  | 1 | 1 | 1 | 2 | 1 | 2 | 1 | 2 | 1 | 2 | 40 |  | 1 |  | 10 |  | 6 | [5 empty] | 1 | 400 | 7 | 1 | 4 | 2 | 300 | 7 | 200 | 2 | 1 | 25 | 4 | 2 |  | 2 | 2 |  | 2 |  | 2 |  | 1 | 75 | 2 | 75 | 3 | 1 | 75 | 3 | 2 | 1 | 1 | 2 | 2 | 1 | 1 | 2 | 80 | 10 |  |  | 5 | 5 |  | 2 | 1 | 1 | 1 | 2 | 2 | 2 | 1 | 2 | 2 | 2 | 2 | 1 | 2 | 1 | 0 | 0 | 0 | 0 | 0 | 0 | 0 | 0 | 0 | 0 | 9 | 0 | 0 | 0 | 0 | 0 | 0 | 0 | 9 | 0 | 0 | 0 | 0 | 0 | 0 | 0 | 0 | 0 | 0 | 0 | 0 | 0 | 0 | 0 | 0 | 0 | 0 | 9 | 9 | 9 | 9 | 9 | 9 | 9 | 9 | 9 | 9 | 9 | 0 | 0 | 0 | 0 | 0 | 0 | 0 | 0 | 0 | 0 | 9 | 0 | 0 | 0 | 0 | 0 | 0 | 9 | 9 | 9 | 0 | 9 | 9 | 0 | 0 | 0 | 0 | 0 | 0 | 0 | 0 | 0 | 0 | 0 | 0 | 0 | 0 | 0 | 0 | 0 | 0 | 0 | 0 | 0 | 0 | 0 | 0 | 0 | 0 | 0 | 9 | 0 | 9 | 0 | 9 | 9 | 9 | 9 | 9 | 0 | 9 | 0 | 9 | 0 | 9 | 9 | 9 | 9 | 9 | 0 | 9 | 0 | 0 | 0 | 0 | 0 | 0 | 0 | 9 | 9 | 9 | 0 | 9 | 9 | 9 | 0 | 9 | 9 | 9 | 9 | 9 | 9 | 9 | 9 | 9 | 9 | 9 | 9 | 9 | 9 | 0 | 0 | 0 | 0 | 0 | 0 | 0 | 9 | 9 | 9 | 9 | 9 | 9 | 9 | 9 | 9 | 9 | 9 | 9 | 9 | 9 | 9 | 9 | 9 | 0 | 0 | 0 | 0 | 0 | 0 | 0 | 9 | 0 | 9 | 0 | 9 | 9 | 9 | 0 | 0 | 0 | 0 | 0 | 0 | 0 | 0 | 0 | 9 | 9 | 0 | 9 | 9 | 9 | 9 | 9 | 0 | 0 | 9 | 0 | 0 | 0 | 9 | 0 | 0 | 0 | 0 | 0 | 0 | 0 | 9 | 9 | 9 | 9 | 9 | 9 | 9 | 9 | 9 | 9 | 9 | 9 | 9 | 9 | 9 | 9 | 0 | 0 | 0 | 0 | 0 | 0 | 0 | 0 | 9 | 0 | 9 | 0 | 0 | 0 | 0 | 9 | 0 | 9 | 0 | 9 | 9 | 9 | 9 | 9 | 0 | 9 | 9 | 0 | 9 | 0 | 9 | 0 | 9 | 9 | 9 | 9 | 9 | 0 | 9 | 0 | 9 | 0 | 9 | 9 | 9 | 9 | 9 | 9 | 0 | 9 | 9 | 9 | 9 | 9 | 0 | 0 | 0 | 0 | 0 | 0 | 9 | 9 | 9 | 9 | 9 | 9 | 9 | 0 | 9 | 9 | 9 | 9 | 9 | 9 | 9 | 0 | 9 | 9 | 9 | 9 | 9 | 9 | 9 | 9 | 9 | 0 | 0 | 9 | 9 | 9 | 0 | 0 | 0 | 0 | 0 | 0 | 0 | 0 | 0 | 0 | 0 | 9 | 1 | 9 | 0 | 9 | 0 | 9 | 9 | 9 | 9 | 9 | 0 | 0 | 0 | 1 | 1 | 0 | 0 | 0 | 0 | 1 | 0 | 0 | 0 | 0 | 9 | 0 | 0 | 9 | 0 | 9 | 0 | 9 | 0 | 0 | 0 | 1 | 0 | 0 | 0 | 0 | 1 | 0 | 0 | 0 | 0 | 0 | 0 | 0 | 0 | 0 | 9 | 9 | 0 | 0 | 9 | 0 | 0 | 0 | 0 | 0 | 0 | 0 | 0 | 0 | 0 | 1 | 1 | 1 | 1 | 1 | 1 | 4.5465 | 4.5443 | 4.5473 | 4.5344 | 4.549 | 4.5529 | 4.5443 | 4.5309 | 4.5457 | 4.5491 | 4.5566 | 4.5488 | 4.5578 | 4.554 | 4.5447 | 4.5512 | 4.5339 | 4.5293 | 4.5534 | 4.5445 | 4.5438 | 4.5599 | 4.5465 | 4.5648 | 4.5501 | 4.5431 | 4.554 | 4.5451 | 4.5492 | 4.5452 | 4.5509 | 4.5749 | 4.5151 | 4.5453 | 4.5518 | 4.5454 | 4.55 | 4.5453 | 4.5553 | 4.5562 | 4.5608 | 4.5445 | 4.5282 | 4.5598 | 4.5354 | 4.5286 | 4.5561 | 4.5582 | 4.5532 | 4.5254 | 4.5338 | 4.5499 | 4.5326 | 4.533 | 4.533 | 4.5559 | 4.5505 | 4.5263 | 4.5532 | 4.5438 | 4.5473 | 4.5398 | 4.5411 | 4.5501 | 4.5389 | 4.5563 | 4.5459 | 4.5418 | 4.559 | 4.551 | 4.5442 | 4.5523 | 4.5262 | 4.5392 | 4.5693 | 4.5464 | 4.5554 | 4.5463 | 4.5601 | 4.5465 | 4.5465 | 4.5465 | 4.5465 | 4.5465 | 4.5465 | 4.5465 | 4.5465 | 4.5465 | 4.5467 | 4.5465 | 4.5465 | 4.5465 | 4.5465 | 4.5465 | 4.5465 | 4.5465 | 4.5465 | 4.5465 | 4.5465 | 4.5465 | 4.5465 | 4.5465 | 4.5465 | 4.5465 | 4.5465 | 4.5465 | 4.5465 | 4.5465 | 4.5465 | 4.5465 | 4.5465 | 4.5465 | 4.5465 | 4.5465 | 4.5465 | 4.5465 | 4.5638 | 4.5457 | 4.5465 | 4.5447 | 4.5422 | 4.5465 | 4.5625 | 4.5465 | 4.5414 | 4.5377 | 4.5532 | 4.5594 | 4.5422 | 4.5465 | 4.5611 | 4.5409 | 4.5334 | 4.5545 | 4.5321 | 4.5406 | 4.5685 | 4.5457 | 4.5422 | 4.5445 | 4.5246 | 4.5465 | 4.525 | 4.5439 | 4.5465 | 4.5465 | 4.5458 | 4.5465 | 4.5465 | 4.5468 | 4.5474 | 4.5465 | 4.5455 | 4.5445 | 4.5465 | 4.5465 | 4.5465 | 4.5465 | 4.5425 | 4.5465 | 4.5465 | 4.5465 | 4.5421 | 4.5483 | 4.545 | 4.5415 | 4.5465 | 4.5447 | 4.5474 | 4.5459 | 4.5465 | 4.5505 | 4.5511 | 4.5465 | 4.5428 | 4.5511 | 9.0409 | 4.5465 | 4.5479 | 4.5398 | 4.5459 | 4.5392 | 4.5436 | 4.5389 | 4.5386 | 4.5453 | 4.5456 | 4.5427 | 4.5482 | 4.5396 | 4.5429 | 4.5401 | 4.5415 | 4.5456 | 4.5465 | 4.5465 | 4.5465 | 4.5465 | 4682 | 1082 | 1 | 52415226 | 1015007 | 8503271 | 29013161 | 570165 |  |  |  | 4103 | 564065 | 14088 | 1 | 1 | 2 | 2 | 2 | 1 | 2 | 2 | 22838 | 22838000 | 430754 | 2 | 3 | 2 | 3 | 9 | 9 | 2 | 3 | 2 | 3 | 21781139 | 5044887 | 3241286 | 1056861 | 5180233 | 0 | 2322272 | 1396171 | 3929441 | 8462936 | 0 | 5044887 | 3241286 | 0 | 5180233 | 0 | 2322272 | 1396171 | 3929441 | 7898871 | [5 empty] | 0 | 0 | 0 | 0 | 564065 | 21781139 | 0 | 1056861 | 0 | 0 | 1
183 | 3 | 5 | 4 | 1 | 5500 | 3 | 3 | 6 | 2 | 1 | 2 | 2 | 2 | 1 | 1 |  | 9 | 2 |  |  |  |  | 2002 | 8 |  | 2 | 2 | 2 | 2 | 2 | 2 | 2 | 2 | 2 | 2 | 2 | 2 | 2 | 2 | 2 | 2 | 1 | [6 empty] | 8 | [13 empty] | 1 | 2 | 12 |  | 2 | [5 empty] | 1 | 2 | 9 | 1 | 2 | 1 | 1 | 1 |  |  |  | 12 |  |  | 2 | 1 | 2 | 50 | 4 | 7 | 3 | 1 | 2 | 1 | 1 | 2 | 2 | 2 | 2 |  | 1 | 1 | 2 |  | 2 | 2 | 2 | 2 | 2 | 2 | 2 | 2 | 2 | 1 | [8 empty] | 2 | 2 | [8 empty] | 90 |  | 2 | 2 | 1 | 2 | 2 | 2 | 2 |  |  | 100 |  |  |  |  | 3 | [7 empty] | 2 | 2 | 2 | 2 | 2 | 2 | 1 | [27 empty] | 2 | 1 | 2 | 2 | 2 | 2 | 1 | 2 | [6 empty] | 90 | 2 | 2 | 1 | 2 | 2 | 2 | 2 | 2 |  |  | 100 | [5 empty] | 3 |  |  | 1 | 2 | 2 |  | 1 | 2 | 2 | 2 | 2 | 2 | 2 | [16 empty] | 2 | 1 | 2 | 2 | 2 | 2 | 1 | 1 | 1 | 1 | 1 | 1 | 2 | 1 | 2 | 1 | [8 empty] | 1 |  |  | 2 | 2 | [8 empty] | 2 | 2 | [8 empty] | 2 | [14 empty] | 2 | [9 empty] | 1 | 2 | 1 | 2 | 999 | 1 | [6 empty] | 9 | 2 | [7 empty] | 2 | [9 empty] | 1 | 2 |  |  |  | 2 | 1 | 1 | 2 | 2 | 2 | 1 | 2 | 2 | 2 | 1 |  |  |  | 1 | [7 empty] | 1 | 9 | 2 | 2 |  | 1 | 1 | 1 | 3 | 2 | 2 | 0 | 0 | 2 |  | 2 | 2 |  | 2 |  | 2 |  | 1 | 1 | 1 | 75 | 3 |  | 0 | 5 | 1 | 1 | 1 | 2 | 2 | 2 | 2 | 2 | 95 | 5 | [5 empty] | 2 | 1 | 2 | 2 | 2 | 2 | 2 | 2 | 2 | 2 | 2 | 2 | 2 | 2 | 2 | 0 | 0 | 0 | 0 | 0 | 0 | 0 | 0 | 0 | 0 | 0 | 0 | 9 | 0 | 0 | 9 | 9 | 9 | 9 | 0 | 0 | 0 | 0 | 0 | 0 | 0 | 0 | 0 | 0 | 0 | 0 | 0 | 0 | 0 | 0 | 0 | 0 | 9 | 9 | 9 | 9 | 9 | 9 | 9 | 9 | 9 | 9 | 9 | 0 | 0 | 0 | 0 | 9 | 9 | 9 | 9 | 9 | 0 | 0 | 0 | 0 | 0 | 0 | 0 | 0 | 9 | 9 | 9 | 0 | 9 | 9 | 0 | 0 | 0 | 0 | 0 | 0 | 0 | 0 | 0 | 0 | 0 | 0 | 0 | 0 | 0 | 0 | 0 | 0 | 0 | 0 | 0 | 0 | 0 | 0 | 0 | 0 | 0 | 0 | 9 | 9 | 9 | 9 | 9 | 9 | 9 | 9 | 0 | 0 | 9 | 9 | 9 | 9 | 9 | 9 | 9 | 9 | 0 | 9 | 0 | 0 | 0 | 0 | 0 | 0 | 0 | 9 | 9 | 0 | 9 | 9 | 9 | 9 | 0 | 9 | 9 | 9 | 9 | 9 | 9 | 9 | 0 | 0 | 0 | 0 | 0 | 0 | 0 | 9 | 9 | 9 | 9 | 9 | 9 | 9 | 9 | 9 | 9 | 9 | 9 | 9 | 9 | 9 | 9 | 9 | 9 | 9 | 9 | 9 | 9 | 9 | 9 | 0 | 0 | 0 | 0 | 0 | 0 | 0 | 0 | 9 | 9 | 9 | 9 | 9 | 9 | 0 | 0 | 0 | 0 | 0 | 0 | 0 | 0 | 0 | 9 | 9 | 0 | 9 | 9 | 9 | 9 | 9 | 0 | 9 | 9 | 0 | 0 | 0 | 9 | 0 | 0 | 0 | 0 | 0 | 0 | 0 | 9 | 9 | 9 | 9 | 9 | 9 | 9 | 9 | 9 | 9 | 9 | 9 | 9 | 9 | 9 | 9 | 0 | 0 | 0 | 0 | 0 | 0 | 0 | 0 | 0 | 0 | 0 | 0 | 0 | 0 | 0 | 0 | 9 | 9 | 9 | 9 | 9 | 9 | 9 | 9 | 0 | 9 | 9 | 0 | 0 | 9 | 9 | 9 | 9 | 9 | 9 | 9 | 9 | 0 | 0 | 9 | 9 | 9 | 9 | 9 | 9 | 9 | 9 | 0 | 9 | 9 | 9 | 9 | 9 | 9 | 9 | 9 | 9 | 9 | 9 | 9 | 9 | 9 | 9 | 9 | 9 | 9 | 9 | 0 | 9 | 9 | 9 | 9 | 9 | 9 | 9 | 0 | 9 | 9 | 9 | 9 | 9 | 9 | 9 | 9 | 9 | 0 | 0 | 9 | 9 | 9 | 0 | 0 | 0 | 0 | 0 | 0 | 0 | 0 | 0 | 0 | 0 | 9 | 9 | 9 | 0 | 9 | 9 | 9 | 9 | 9 | 9 | 9 | 0 | 0 | 0 | 0 | 9 | 0 | 0 | 0 | 0 | 0 | 0 | 0 | 0 | 0 | 9 | 0 | 0 | 9 | 0 | 9 | 0 | 9 | 0 | 0 | 0 | 0 | 0 | 9 | 0 | 0 | 0 | 0 | 0 | 0 | 0 | 0 | 0 | 0 | 0 | 0 | 9 | 9 | 9 | 9 | 9 | 0 | 0 | 0 | 0 | 0 | 0 | 0 | 0 | 0 | 0 | 0 | 0 | 0 | 0 | 0 | 0 | 961.7828 | 961.7828 | 961.7828 | 961.7828 | 961.7828 | 961.7828 | 961.7828 | 961.7828 | 961.7828 | 961.7828 | 961.7828 | 961.7828 | 961.7828 | 961.7828 | 961.7828 | 961.7828 | 961.7828 | 961.7828 | 961.7828 | 961.7828 | 961.7828 | 961.7828 | 961.7828 | 961.7828 | 961.7828 | 961.7828 | 961.7828 | 960.1501 | 962.563 | 961.7828 | 961.7828 | 962.7244 | 961.3285 | 961.7828 | 961.7828 | 961.7828 | 961.7828 | 960.3989 | 967.7364 | 957.213 | 0 | 1459.586 | 955.806 | 967.7052 | 958.9688 | 965.5709 | 946.4746 | 972.015 | 950.5006 | 965.4608 | 961.7828 | 961.7828 | 961.7828 | 961.7828 | 962.9593 | 960.0217 | 963.1919 | 962.8577 | 959.084 | 967.3753 | 962.1138 | 960.5422 | 959.1292 | 967.3072 | 961.7828 | 961.7828 | 961.7828 | 961.7828 | 961.7828 | 961.7828 | 961.7828 | 961.7828 | 961.7828 | 961.7828 | 961.7828 | 961.7828 | 961.7828 | 961.7828 | 961.7828 | 961.7828 | 961.7828 | 961.7828 | 961.7828 | 961.7828 | 961.7828 | 961.7828 | 961.7828 | 961.7828 | 961.7828 | 961.7828 | 960.1699 | 961.7828 | 961.7828 | 961.7828 | 961.7828 | 961.7828 | 961.7828 | 961.7828 | 961.7828 | 961.7828 | 961.7828 | 961.7828 | 960.0636 | 961.7828 | 961.7828 | 961.7828 | 961.7828 | 961.7828 | 961.7828 | 961.7828 | 961.7828 | 961.7828 | 961.7828 | 961.7828 | 961.7828 | 961.7828 | 961.7828 | 961.7828 | 961.7828 | 961.7828 | 961.7828 | 961.7828 | 961.7828 | 961.7828 | 961.7828 | 961.7828 | 961.7828 | 961.7828 | 961.7828 | 961.7828 | 961.7828 | 961.7828 | 961.7828 | 961.7828 | 961.7828 | 961.7828 | 961.7828 | 961.7828 | 961.7828 | 961.7828 | 961.7828 | 961.7828 | 961.7828 | 961.7828 | 961.7828 | 961.7828 | 961.7828 | 961.7828 | 961.7828 | 961.7828 | 961.7828 | 961.7828 | 961.7828 | 961.7828 | 961.7828 | 961.7828 | 961.7828 | 961.7828 | 961.7828 | 961.7828 | 961.7828 | 961.7828 | 961.7828 | 961.7828 | 961.7828 | 961.7828 | 961.7828 | 961.7828 | 961.7828 | 961.7828 | 961.7828 | 961.7828 | 961.7828 | 961.7828 | 961.7828 | 961.7828 | 961.7828 | 961.7828 | 961.7828 | 961.7828 | 961.7828 | 961.7828 | 961.7828 | 961.7828 | 961.7828 | 961.7828 | 961.7828 | 961.7828 | 961.7828 | 961.7828 | 961.7828 | 961.7828 | 961.7828 | 961.7828 | 961.7828 | 961.7828 | 961.7828 | 961.7828 | 2875 | 1554 | 1 | 3448963 | 60584 | 364380 | 1243265 | 34711 | 21519 | 2205698 | 25873 |  |  |  | 2 | [10 empty] | 0 | 0 | 0 | 0 | 0 | 0 | 9 | 9 | 9 | 9 | 2158009 | 244833 | 89336 | 47689 | 149414 | 0 | 236423 | 52759 | 168053 | 302447 | 0 | 244833 | 89336 | 0 | 149414 | 0 | 236423 | 52759 | 168053 | 302447 | 2158009 | 0 | 47689 | 0 | 0 | [10 empty] | 2
662 | 1 | 2 | 4 | 1 | 8000 | 3 | 1 | 6 | 2 | 1 | 8 | 2 | 2 | 1 | 1 |  | 8 | 2 |  |  |  |  | 1975 | 5 |  | 1 | 2 | 2 | 1 | 1 | 2 | 2 | 2 | 1 | 1 | 1 | 1 | 2 | 1 | 2 | 2 | 1 | [6 empty] | 8 | [13 empty] | 2 | [9 empty] | 1 | 3 | 10 | 1 | 2 | 2 | 2 |  |  | 7 | 2 | 12 |  |  | 2 | 1 | 1 | 40 | 3 | 15 | 4 | 1 | 1 | 1 | 1 | 2 | 2 | 2 | 2 |  | 1 | 1 | 2 |  | 2 | 2 | 2 | 2 | 2 | 2 | 2 | 2 | 2 | 1 | [8 empty] | 1 | 2 | [8 empty] | 90 |  | 2 | 2 | 1 | 2 | 2 | 1 | 2 |  |  | 100 |  |  | 1 |  | 3 | 2 | [6 empty] | 2 | 2 | 2 | 2 | 1 | 2 | 2 | [17 empty] | 2 | 1 | 2 | 2 | 1 | 2 | 2 |  |  |  | 1 | 2 | 2 | 2 | 2 | 2 | 1 | 2 | [6 empty] | 90 | 2 | 1 | 2 | 2 | 2 | 1 | 2 | 2 |  | 90 |  |  |  | 10 |  |  | 2 | 2 | 1 | [27 empty] | 1 | 2 | 2 | 2 | 2 | 2 | 2 | 2 |  | 1 | 2 | 1 | 1 | 1 | 1 | 2 | [8 empty] | 1 |  |  | 2 | 2 | [8 empty] | 2 | 2 | [8 empty] | 2 | [14 empty] | 2 | [9 empty] | 1 | 2 | 2 | 2 |  | 1 | [6 empty] | 2 | 2 | [7 empty] | 2 | [9 empty] | 1 | 2 |  |  |  | 2 | 1 | 1 | 1 | 2 | 2 | 2 | 2 | 2 | 2 | 8 | 1 | [10 empty] | 1 | 20 | 4 | 2 |  | 2 | 2 | 1 | 10 | 2 | 1 | 2 | 1 | 2 |  | 2 | 2 |  | 1 | 1 | 2 |  | 1 | 1 | 1 | 90 | 4 |  | 0 | 5 | 1 | 1 | 2 | 1 | 2 | 2 | 2 | 2 | 100 |  | 1 | [5 empty] | 2 | 2 | 2 | 2 | 2 | 2 | 2 | 4 | 1 | 1 | 2 | 2 | 1 | 2 | 5 | 0 | 0 | 0 | 0 | 0 | 0 | 0 | 0 | 0 | 0 | 0 | 9 | 0 | 0 | 9 | 9 | 9 | 9 | 0 | 0 | 0 | 0 | 0 | 0 | 0 | 0 | 0 | 0 | 0 | 0 | 0 | 0 | 0 | 0 | 0 | 0 | 9 | 9 | 9 | 9 | 9 | 9 | 9 | 9 | 9 | 9 | 9 | 0 | 9 | 9 | 9 | 9 | 9 | 9 | 9 | 9 | 0 | 0 | 0 | 0 | 0 | 0 | 0 | 9 | 9 | 0 | 0 | 0 | 9 | 9 | 0 | 0 | 0 | 0 | 0 | 0 | 0 | 0 | 0 | 0 | 0 | 0 | 0 | 0 | 0 | 0 | 0 | 0 | 0 | 0 | 0 | 0 | 0 | 0 | 0 | 0 | 0 | 0 | 9 | 9 | 9 | 9 | 9 | 9 | 9 | 9 | 0 | 0 | 9 | 9 | 9 | 9 | 9 | 9 | 9 | 9 | 0 | 9 | 0 | 0 | 0 | 0 | 0 | 0 | 0 | 9 | 9 | 0 | 9 | 9 | 0 | 9 | 0 | 0 | 9 | 9 | 9 | 9 | 9 | 9 | 1 | 1 | 1 | 1 | 1 | 1 | 1 | 9 | 9 | 9 | 9 | 9 | 9 | 9 | 9 | 9 | 9 | 9 | 9 | 9 | 9 | 9 | 9 | 9 | 0 | 0 | 0 | 0 | 0 | 0 | 0 | 1 | 1 | 1 | 1 | 1 | 1 | 0 | 0 | 9 | 9 | 9 | 9 | 9 | 9 | 0 | 0 | 0 | 0 | 0 | 0 | 0 | 0 | 0 | 9 | 0 | 9 | 9 | 9 | 0 | 9 | 9 | 0 | 0 | 0 | 9 | 9 | 9 | 9 | 9 | 9 | 9 | 9 | 9 | 9 | 9 | 9 | 9 | 9 | 9 | 9 | 9 | 9 | 9 | 9 | 9 | 9 | 9 | 9 | 9 | 9 | 9 | 0 | 0 | 0 | 0 | 0 | 0 | 0 | 0 | 9 | 0 | 0 | 0 | 1 | 0 | 0 | 0 | 9 | 9 | 9 | 9 | 9 | 9 | 9 | 9 | 0 | 9 | 9 | 0 | 0 | 9 | 9 | 9 | 9 | 9 | 9 | 9 | 9 | 0 | 0 | 9 | 9 | 9 | 9 | 9 | 9 | 9 | 9 | 0 | 9 | 9 | 9 | 9 | 9 | 9 | 9 | 9 | 9 | 9 | 9 | 9 | 9 | 9 | 9 | 9 | 9 | 9 | 9 | 0 | 9 | 9 | 9 | 9 | 9 | 9 | 9 | 0 | 9 | 9 | 9 | 9 | 9 | 9 | 9 | 9 | 9 | 0 | 0 | 9 | 9 | 9 | 0 | 0 | 0 | 0 | 0 | 0 | 0 | 0 | 0 | 0 | 0 | 0 | 9 | 9 | 9 | 9 | 9 | 9 | 9 | 9 | 9 | 9 | 0 | 0 | 0 | 0 | 9 | 0 | 0 | 0 | 0 | 0 | 0 | 0 | 0 | 0 | 9 | 0 | 0 | 9 | 0 | 0 | 0 | 9 | 0 | 0 | 0 | 0 | 0 | 9 | 0 | 0 | 0 | 0 | 0 | 0 | 0 | 0 | 0 | 0 | 0 | 9 | 0 | 9 | 9 | 9 | 9 | 9 | 0 | 0 | 0 | 0 | 0 | 0 | 0 | 0 | 0 | 0 | 0 | 0 | 0 | 0 | 0 | 1047.8831 | 1033.7745 | 1078.3768 | 1102.5545 | 1049.2197 | 1052.7334 | 1036.5466 | 1003.2513 | 1101.1105 | 1063.594 | 1055.0967 | 1035.4722 | 1088.7195 | 1033.4566 | 1116.8882 | 0 | 1587.5182 | 1070.6832 | 1040.8616 | 1046.4401 | 1021.852 | 1047.8831 | 1047.8831 | 1047.8831 | 1047.8831 | 1047.8831 | 1047.8831 | 1047.8831 | 1047.8831 | 1047.8831 | 1047.8831 | 1047.8831 | 1047.8831 | 1047.8831 | 1047.8831 | 1047.8831 | 1047.8831 | 1047.8831 | 1047.8831 | 1047.8831 | 1047.8831 | 1047.8831 | 1047.8831 | 1047.8831 | 1047.8831 | 1047.8831 | 1047.8831 | 1047.8831 | 1047.8831 | 1047.8831 | 1047.8831 | 1047.8831 | 1047.8831 | 1047.8831 | 1047.8831 | 1047.8831 | 1047.8831 | 1047.8831 | 1047.8831 | 1047.8831 | 1047.8831 | 1047.8831 | 1047.8831 | 1047.8831 | 1047.8831 | 1047.8831 | 1047.8831 | 1047.8831 | 1047.8831 | 1047.8831 | 1047.8831 | 1047.8831 | 1047.8831 | 1047.8831 | 1047.8831 | 1047.8831 | 1047.8831 | 1047.8831 | 1047.8831 | 1047.8831 | 1047.8831 | 1047.8831 | 1047.8831 | 1047.8831 | 1047.8831 | 1047.8831 | 1047.8831 | 1047.8831 | 1047.8831 | 1047.8831 | 1047.8831 | 1047.8831 | 1047.8831 | 1047.8831 | 1047.8831 | 1047.8831 | 1047.8831 | 1026.086 | 1047.8831 | 1008.7301 | 1047.8831 | 1047.8831 | 1047.8831 | 1047.8831 | 1038.6377 | 1047.8831 | 1047.8831 | 1047.8831 | 1047.8831 | 1024.4167 | 1047.8831 | 1047.8831 | 1047.8831 | 1047.8831 | 1047.8831 | 1047.8831 | 1047.8831 | 1047.8831 | 1047.8831 | 1047.8831 | 1047.8831 | 1047.8831 | 1047.8831 | 1047.8831 | 1047.8831 | 1047.8831 | 1047.8831 | 1047.8831 | 1047.8831 | 1047.8831 | 1047.8831 | 1047.8831 | 1047.8831 | 1047.8831 | 1047.8831 | 1047.8831 | 1047.8831 | 1047.8831 | 1047.8831 | 1047.8831 | 1047.8831 | 1047.8831 | 1047.8831 | 1047.8831 | 1047.8831 | 1047.8831 | 1047.8831 | 1047.8831 | 1047.8831 | 1047.8831 | 1047.8831 | 1047.8831 | 1047.8831 | 1047.8831 | 1047.8831 | 1047.8831 | 1047.8831 | 1047.8831 | 1047.8831 | 1047.8831 | 1047.8831 | 1047.8831 | 1047.8831 | 1047.8831 | 1047.8831 | 1047.8831 | 1047.8831 | 1047.8831 | 1047.8831 | 1047.8831 | 1047.8831 | 1047.8831 | 1047.8831 | 1047.8831 | 1047.8831 | 1047.8831 | 1047.8831 | 1047.8831 | 1047.8831 | 1047.8831 | 1047.8831 | 1047.8831 | 1047.8831 | 1047.8831 | 1047.8831 | 1047.8831 | 1047.8831 | 1047.8831 | 1047.8831 | 1047.8831 | 1047.8831 | 1047.8831 | 1047.8831 | 1047.8831 | 1047.8831 | 1047.8831 | 1047.8831 | 1047.8831 | 4650 | 1085 | 1 | 1454113 | 27990 | 184496 | 629500 | 19857 | 8045 | 824613 | 8133 |  |  |  | 2 | [10 empty] | 0 | 3 | 0 | 0 | 0 | 3 | 9 | 9 | 9 | 9 | 825006 | 93130 | 36587 | 2647 | 95811 | 0 | 42938 | 53751 | 171116 | 133127 | 393 | 93130 | 36587 | 2647 | 95811 | 0 | 42938 | 53751 | 171116 | 133127 | 824613 | 0 | 0 | 0 | 0 | [10 empty] | 2
673 | 4 | 9 | 4 | 1 | 245000 | 8 | 2 | 6 | 1 | 2 | 2 | 5 | 1 |  | 5 | 1 | 10 | 2 | 1 | 3 | 2 |  | 2005 | 9 |  | 2 | 2 | 2 | 2 | 2 | 2 | 2 | 2 | 2 | 2 | 2 | 2 | 2 | 2 | 2 | 2 | 1 | [6 empty] | 8 | [13 empty] | 1 | 2 | 12 |  | 2 | [5 empty] | 1 | 2 | 9 | 3 | 3 | 3 | 1 | 1 |  |  |  | 12 |  |  | 1 | 1 | 1 | 168 | 7 | 356 | 8 | 1 | 2 | 1 | 1 | 2 | 2 | 2 | 2 |  | 1 | 1 | 2 |  | 2 | 2 | 2 | 2 | 2 | 2 | 2 | 2 | 2 | 1 | [8 empty] | 2 | 2 | [8 empty] | 90 |  | 2 | 2 | 1 | 2 | 2 | 2 | 2 |  |  | 100 |  |  |  |  | 3 | [7 empty] | 2 | 1 | 2 | 2 | 1 | 2 | 1 | [27 empty] | 1 | 1 | 2 | 1 | 2 | 2 | 1 | 2 | [6 empty] | 90 | 2 | 2 | 1 | 2 | 2 | 1 | 2 | 2 |  |  | 90 |  |  | 30 |  |  | 3 |  |  | 2 | 1 | 2 |  | 1 | 1 | 2 | 2 | 2 | 2 | 2 | [16 empty] | 1 | 1 | 2 | 1 | 2 | 2 | 1 | 2 |  | 2 |  | 1 | 1 | 1 | 2 | 1 | [8 empty] | 1 |  |  | 2 | 2 | [8 empty] | 2 | 2 | [8 empty] | 2 | [14 empty] | 2 | [9 empty] | 1 | 2 | 2 | 2 |  | 1 | [6 empty] | 2 | 2 | [7 empty] | 2 | [9 empty] | 1 | 2 |  |  |  | 2 | 1 | 2 | 2 | 1 | 2 | 1 | 1 | 2 | 2 |  |  | 3 |  | 97 | 2 | [6 empty] | 1 | 600 | 8 | 2 |  | 1 | 10 | 3 | 106 | 2 | 1 | 15 | 3 | 1 | 2 | 2 | 1 |  | 1 | 6 | 2 |  | 1 | 18 | 1 | 80 | 4 | 1 | 20 | 1 | 1 | 1 | 2 | 2 | 2 | 2 | 2 | 2 | 100 | [6 empty] | 2 | 1 | 1 | 1 | 1 | 2 | 2 | 1 | 2 | 1 | 2 | 1 | 2 | 1 | 1 | 40 | 0 | 0 | 0 | 0 | 0 | 0 | 0 | 0 | 0 | 9 | 0 | 0 | 0 | 0 | 0 | 0 | 0 | 9 | 0 | 0 | 0 | 0 | 0 | 0 | 0 | 0 | 0 | 0 | 0 | 0 | 0 | 0 | 0 | 0 | 0 | 0 | 9 | 9 | 9 | 9 | 9 | 9 | 9 | 9 | 9 | 9 | 9 | 0 | 0 | 0 | 0 | 9 | 9 | 9 | 9 | 9 | 0 | 0 | 0 | 0 | 0 | 0 | 0 | 0 | 9 | 9 | 9 | 0 | 9 | 9 | 0 | 0 | 0 | 0 | 0 | 0 | 0 | 0 | 0 | 0 | 0 | 0 | 0 | 0 | 0 | 0 | 0 | 0 | 0 | 0 | 0 | 0 | 0 | 0 | 0 | 0 | 0 | 0 | 9 | 9 | 9 | 9 | 9 | 9 | 9 | 9 | 0 | 0 | 9 | 9 | 9 | 9 | 9 | 9 | 9 | 9 | 0 | 9 | 0 | 0 | 0 | 0 | 0 | 0 | 0 | 9 | 9 | 0 | 9 | 9 | 9 | 9 | 0 | 9 | 9 | 9 | 9 | 9 | 9 | 9 | 0 | 0 | 0 | 0 | 0 | 0 | 0 | 9 | 9 | 9 | 9 | 9 | 9 | 9 | 9 | 9 | 9 | 9 | 9 | 9 | 9 | 9 | 9 | 9 | 9 | 9 | 9 | 9 | 9 | 9 | 9 | 0 | 0 | 0 | 0 | 0 | 0 | 0 | 0 | 9 | 9 | 9 | 9 | 9 | 9 | 0 | 0 | 0 | 0 | 0 | 0 | 0 | 0 | 0 | 9 | 9 | 0 | 9 | 9 | 0 | 9 | 9 | 0 | 9 | 9 | 0 | 0 | 0 | 9 | 0 | 0 | 0 | 0 | 0 | 0 | 0 | 9 | 9 | 9 | 9 | 9 | 9 | 9 | 9 | 9 | 9 | 9 | 9 | 9 | 9 | 9 | 9 | 0 | 0 | 0 | 0 | 0 | 0 | 0 | 0 | 9 | 0 | 9 | 0 | 0 | 0 | 0 | 0 | 9 | 9 | 9 | 9 | 9 | 9 | 9 | 9 | 1 | 9 | 9 | 0 | 0 | 9 | 9 | 9 | 9 | 9 | 9 | 9 | 9 | 0 | 0 | 9 | 9 | 9 | 9 | 9 | 9 | 9 | 9 | 0 | 9 | 9 | 9 | 9 | 9 | 9 | 9 | 9 | 9 | 9 | 9 | 9 | 9 | 9 | 9 | 9 | 9 | 9 | 9 | 0 | 9 | 9 | 9 | 9 | 9 | 9 | 9 | 0 | 9 | 9 | 9 | 9 | 9 | 9 | 9 | 9 | 9 | 0 | 1 | 9 | 9 | 9 | 0 | 0 | 0 | 0 | 0 | 0 | 0 | 0 | 0 | 0 | 9 | 9 | 0 | 9 | 0 | 0 | 9 | 9 | 9 | 9 | 9 | 9 | 0 | 0 | 0 | 0 | 9 | 0 | 0 | 0 | 0 | 0 | 0 | 0 | 0 | 0 | 0 | 0 | 0 | 9 | 0 | 0 | 0 | 9 | 0 | 0 | 0 | 0 | 0 | 0 | 0 | 0 | 0 | 0 | 0 | 0 | 0 | 0 | 0 | 0 | 0 | 9 | 9 | 9 | 9 | 9 | 9 | 0 | 0 | 0 | 0 | 0 | 0 | 0 | 0 | 0 | 1 | 0 | 0 | 0 | 0 | 0 | 0 | 30.4311 | 30.4744 | 30.4096 | 30.4096 | 30.4744 | 30.2169 | 30.417 | 30.5834 | 30.2323 | 30.3086 | 30.5097 | 30.6218 | 30.3996 | 30.347 | 30.3121 | 30.481 | 30.3972 | 30.3993 | 30.4181 | 30.4964 | 30.3671 | 30.4476 | 30.2516 | 30.3552 | 30.4366 | 30.2835 | 30.3466 | 30.2849 | 30.3928 | 30.4549 | 30.4967 | 30.3894 | 30.2861 | 30.243 | 30.4825 | 30.3755 | 30.4268 | 30.4088 | 30.4422 | 30.5998 | 30.3242 | 30.2771 | 30.1236 | 30.5402 | 30.437 | 30.3729 | 30.622 | 30.3682 | 30.4026 | 30.3872 | 30.4311 | 30.4311 | 30.4311 | 30.4311 | 30.4311 | 30.4311 | 30.3731 | 30.448 | 30.3715 | 30.5537 | 30.4233 | 30.4233 | 30.4311 | 30.4311 | 30.4311 | 30.4311 | 30.4311 | 30.4311 | 30.5122 | 30.4022 | 30.4474 | 30.5415 | 30.225 | 30.4467 | 30.4233 | 30.4744 | 30.4096 | 30.4424 | 30.5071 | 30.4311 | 30.3883 | 30.4311 | 30.4311 | 30.4311 | 30.4311 | 30.4311 | 30.4311 | 30.4311 | 30.4311 | 30.4311 | 30.4311 | 30.4311 | 30.4311 | 30.5476 | 30.4311 | 30.4311 | 30.4311 | 30.3043 | 30.4311 | 30.3883 | 30.4311 | 30.4311 | 30.4311 | 30.4311 | 30.3883 | 30.4311 | 30.346 | 30.6359 | 30.4311 | 30.4311 | 30.3993 | 30.4311 | 30.2707 | 30.4311 | 30.4311 | 30.4311 | 30.4311 | 30.4311 | 30.4311 | 30.5914 | 30.4311 | 30.4311 | 30.4744 | 30.4229 | 30.4311 | 30.4229 | 30.5914 | 30.4311 | 30.4744 | 30.5998 | 30.4311 | 30.4311 | 30.4311 | 30.4006 | 30.4311 | 30.4311 | 30.3883 | 30.4744 | 30.4229 | 30.2707 | 30.4229 | 30.4311 | 30.5017 | 30.4311 | 30.4311 | 30.4311 | 30.4311 | 30.4311 | 30.4311 | 30.4311 | 30.4311 | 30.4311 | 30.4311 | 30.4311 | 30.4311 | 30.4155 | 30.4311 | 30.4467 | 0 | 30.4467 | 30.4311 | 30.4311 | 30.4311 | 30.4311 | 30.4311 | 30.4311 | 30.4311 | 30.4311 | 30.4311 | 30.4311 | 30.4311 | 30.4311 | 30.4311 | 30.4311 | 30.4311 | 30.4311 | 30.4311 | 30.4311 | 30.4311 | 30.4311 | 30.4311 | 30.4311 | 30.4311 | 30.4311 | 30.4311 | 30.4311 | 30.4311 | 30.4311 | 30.4311 | 30.4311 | 30.4311 | 30.4311 | 30.4311 | 30.4311 | 30.4311 | 30.4311 | 30.4311 | 30.4311 | 1017 | 1682 | 1 | 35439189 | 698894 | 6162172 | 21025331 | 615717 | 140623 | 14413858 | 83177 |  |  |  | 2 | [10 empty] | 0 | 3 | 0 | 0 | 0 | 3 | 9 | 9 | 9 | 9 | 11918575 | 6395464 | 1182174 | 2495283 | 2288961 | 0 | 5525788 | 265856 | 1884946 | 3482142 | 0 | 6395464 | 1182174 | 0 | 2288961 | 0 | 5525788 | 265856 | 1884946 | 3482142 | 11918575 | 0 | 2495283 | 0 | 0 | [10 empty] | 3
898 | 3 | 5 | 4 | 1 | 300000 | 8 | 1 | 1 | 1 | 1 | 8 | 4 | 2 | 3 | 10 | 2 | 14 | 2 | 1 | 5 | 2 |  | 1968 | 4 |  | 1 | 2 | 2 | 1 | 1 | 1 | 2 | 2 | 1 | 1 | 2 | 1 | 2 | 1 | 2 | 2 | 1 | [6 empty] | 8 | [13 empty] | 1 | 1 | 12 |  | 1 | 1 | 2 | 1 | 2 | 1 | 1 | 1 | 8 | 2 | 3 | 3 | 1 | 1 |  |  |  | 12 |  |  | 1 | 1 | 1 | 168 | 7 | 333 | 8 | 1 | 1 | 1 | 1 | 1 | 2 | 1 | 1 |  | 1 | 1 | 1 | 2 | 2 | 2 | 2 | 2 | 2 | 2 | 2 | 2 | 2 | 1 | 2 | [7 empty] | 1 | 2 | 2 | [7 empty] | 100 |  | 2 | 2 | 1 | 2 | 1 | 1 | 2 |  |  | 95 |  | 10 | 5 |  | 3 | 1 | [6 empty] | 1 | 2 | 2 | 2 | 1 | 2 | 1 | [7 empty] | 2 | 1 | 2 | 2 | 2 | 1 | 2 | 2 | 2 | 3 | 2 | 2 | 1 | 2 | 2 | 1 | 2 |  |  |  | 1 | 1 | 2 | 2 | 2 | 2 | 1 | 2 | 2 | [5 empty] | 90 | 2 | 2 | 1 | 2 | 1 | 1 | 2 | 2 |  |  | 95 |  | 5 | 5 |  |  | 3 | 2 |  | 2 | 1 | 2 |  | 1 | 2 | 2 | 2 | 2 | 2 | 1 | [7 empty] | 2 | 1 | 2 | 2 | 2 | 1 | 2 | 2 | 2 | 1 | 1 | 2 | 2 | 2 | 2 | 1 | 2 |  | 2 |  | 2 |  | 1 | 2 | 1 | 2 | [7 empty] | 3 |  |  | 1 | 2 | 2 | [7 empty] | 2 | 2 | 2 | [7 empty] | 2 | 1 | [5 empty] | 2 | 2 | 2 | 2 | 2 | 1 |  |  | 2 | 2 | [8 empty] | 1 | 2 | 2 | 2 |  | 2 | [6 empty] | 1 | 2 | 2 | 2 | 2 | 2 | 1 | 2 | 2 | 1 | [9 empty] | 1 | 2 |  |  |  | 1 | 1 | 1 | 1 | 1 | 2 | 1 | 1 | 1 | 1 | 200 | 23 | 25 |  | 26 | 4 | 11 | 10 |  |  |  |  | 1 | 215 | 6 | 1 | 3 | 2 | 265 | 7 | 200 | 2 | 1 | 19 | 3 | 1 | 2 | 1 | 2 |  | 1 | 20 | 2 |  | 1 | 20 | 1 | 90 | 4 | 1 | 20 | 1 | 1 | 1 | 1 | 1 | 2 | 2 | 1 | 2 | 100 | 3 | 1 |  |  | 1 |  | 2 | 2 | 1 | 2 | 2 | 2 | 2 | 2 | 1 | 1 | 3 | 1 | 2 | 1 | 2 | 0 | 0 | 0 | 0 | 0 | 0 | 0 | 0 | 0 | 0 | 0 | 0 | 0 | 0 | 0 | 0 | 0 | 0 | 9 | 0 | 0 | 0 | 0 | 0 | 0 | 0 | 0 | 0 | 0 | 0 | 0 | 0 | 0 | 0 | 0 | 0 | 0 | 9 | 9 | 9 | 9 | 9 | 9 | 9 | 9 | 9 | 9 | 9 | 0 | 0 | 0 | 0 | 0 | 0 | 0 | 0 | 0 | 0 | 0 | 0 | 0 | 0 | 0 | 0 | 0 | 9 | 9 | 9 | 0 | 9 | 9 | 0 | 0 | 0 | 0 | 0 | 0 | 0 | 0 | 0 | 0 | 0 | 0 | 0 | 0 | 0 | 0 | 0 | 0 | 0 | 0 | 0 | 0 | 0 | 0 | 0 | 0 | 0 | 0 | 0 | 9 | 9 | 9 | 9 | 9 | 9 | 9 | 0 | 0 | 0 | 9 | 9 | 9 | 9 | 9 | 9 | 9 | 0 | 9 | 0 | 0 | 0 | 0 | 0 | 0 | 0 | 9 | 9 | 0 | 9 | 0 | 0 | 9 | 0 | 1 | 9 | 9 | 9 | 9 | 9 | 9 | 0 | 0 | 0 | 0 | 0 | 0 | 0 | 9 | 9 | 9 | 9 | 9 | 9 | 9 | 0 | 0 | 0 | 0 | 0 | 0 | 0 | 0 | 0 | 1 | 0 | 0 | 0 | 0 | 0 | 0 | 0 | 0 | 0 | 0 | 0 | 0 | 0 | 0 | 0 | 0 | 9 | 9 | 9 | 9 | 9 | 0 | 0 | 0 | 0 | 0 | 0 | 0 | 0 | 0 | 9 | 9 | 0 | 9 | 0 | 0 | 9 | 9 | 0 | 1 | 9 | 1 | 1 | 1 | 9 | 0 | 0 | 0 | 0 | 0 | 0 | 0 | 9 | 9 | 9 | 9 | 9 | 9 | 9 | 0 | 0 | 0 | 0 | 0 | 0 | 0 | 0 | 0 | 0 | 0 | 0 | 0 | 0 | 0 | 0 | 0 | 9 | 0 | 9 | 0 | 9 | 0 | 0 | 0 | 0 | 9 | 9 | 9 | 9 | 9 | 9 | 9 | 0 | 9 | 9 | 0 | 0 | 0 | 9 | 9 | 9 | 9 | 9 | 9 | 9 | 0 | 0 | 0 | 9 | 9 | 9 | 9 | 9 | 9 | 9 | 0 | 0 | 9 | 9 | 9 | 9 | 9 | 0 | 0 | 0 | 0 | 0 | 0 | 9 | 9 | 9 | 9 | 9 | 9 | 9 | 0 | 0 | 0 | 0 | 0 | 0 | 0 | 0 | 0 | 9 | 9 | 9 | 9 | 9 | 9 | 9 | 9 | 9 | 0 | 0 | 9 | 9 | 9 | 0 | 0 | 0 | 0 | 0 | 0 | 0 | 0 | 0 | 0 | 0 | 0 | 0 | 9 | 0 | 0 | 0 | 0 | 9 | 9 | 9 | 9 | 0 | 0 | 0 | 0 | 0 | 0 | 0 | 0 | 0 | 0 | 0 | 0 | 0 | 0 | 0 | 0 | 0 | 9 | 0 | 0 | 0 | 9 | 0 | 0 | 0 | 0 | 0 | 0 | 0 | 0 | 0 | 0 | 0 | 0 | 0 | 0 | 0 | 0 | 0 | 0 | 0 | 9 | 9 | 0 | 9 | 0 | 0 | 0 | 0 | 0 | 0 | 0 | 0 | 0 | 0 | 0 | 0 | 0 | 0 | 0 | 0 | 15.2856 | 15.2785 | 15.2886 | 15.2451 | 15.2942 | 15.3073 | 15.2785 | 15.2335 | 15.2832 | 15.2944 | 15.3198 | 15.2935 | 15.3237 | 15.3112 | 15.2797 | 15.3017 | 15.2435 | 15.2281 | 15.3089 | 15.279 | 15.2768 | 15.3307 | 15.2858 | 15.3473 | 15.2978 | 15.2742 | 15.3109 | 15.281 | 15.2948 | 15.2815 | 15.3006 | 15.3812 | 15.1802 | 15.2818 | 15.3036 | 15.2819 | 15.2975 | 15.2818 | 15.3153 | 15.3185 | 15.3337 | 15.279 | 15.2242 | 15.3304 | 15.2486 | 15.2256 | 15.3181 | 15.3252 | 22.9623 | 22.8224 | 15.243 | 15.2972 | 15.2391 | 15.2404 | 15.2404 | 15.3172 | 15.2991 | 15.218 | 15.3085 | 15.2766 | 15.2886 | 15.2631 | 15.2677 | 15.2978 | 15.2601 | 15.3186 | 15.2839 | 15.27 | 15.3278 | 15.3009 | 15.278 | 15.3054 | 15.2175 | 15.2611 | 15.3623 | 15.2856 | 15.3156 | 15.285 | 15.3315 | 15.2856 | 15.2856 | 15.2856 | 15.2856 | 15.2856 | 15.2856 | 15.2856 | 15.2856 | 15.2856 | 15.2866 | 15.2856 | 15.2856 | 15.2856 | 15.2856 | 15.2856 | 15.2856 | 15.2856 | 15.2856 | 15.2856 | 15.2856 | 15.2856 | 15.2856 | 15.2856 | 15.2856 | 15.2856 | 15.2856 | 15.2856 | 15.2856 | 15.2856 | 15.2856 | 15.2856 | 15.2856 | 15.2856 | 15.2856 | 15.2856 | 15.2856 | 15.2856 | 15.3439 | 15.2831 | 15.2856 | 15.2797 | 15.2714 | 15.2856 | 15.3395 | 15.2856 | 15.2688 | 15.256 | 15.3083 | 15.329 | 15.2714 | 15.2856 | 15.335 | 15.267 | 15.2419 | 15.3126 | 15.2372 | 15.266 | 15.3597 | 15.2831 | 15.2714 | 15.2791 | 15.2121 | 15.2856 | 15.2134 | 15.2769 | 15.2856 | 15.2856 | 15.2834 | 15.2856 | 15.2856 | 15.2867 | 15.2889 | 15.2856 | 15.2823 | 15.2789 | 15.2856 | 15.2856 | 15.2856 | 15.2856 | 15.2725 | 15.2856 | 15.2856 | 15.2856 | 15.271 | 15.2917 | 15.2807 | 15.2688 | 15.2856 | 15.2797 | 15.2889 | 15.2837 | 15.2856 | 15.2993 | 15.3013 | 15.2856 | 15.2732 | 15.3014 | 15.1981 | 15.2856 | 15.2905 | 15.2631 | 15.2837 | 15.2612 | 15.276 | 15.2602 | 15.2593 | 15.2818 | 15.2828 | 15.273 | 15.2915 | 15.2626 | 15.2736 | 15.2642 | 15.269 | 15.2826 | 15.2856 | 15.2856 | 15.2856 | 15.2856 | 2274 | 1642 | 1 | 71218323 | 1008798 | 9844451 | 33589267 | 767198 | 359968 | 36896720 | 226714 | 5327 | 732336 | 14886 | 2 | [10 empty] | 0 | 0 | 0 | 0 | 0 | 0 | 0 | 0 | 9 | 9 | 35677651 | 11675578 | 2074468 | 1283446 | 4363245 | 724890 | 7983669 | 535006 | 996898 | 5903472 | 64377 | 11675578 | 2074468 | 0 | 4363245 | 724890 | 7983669 | 535006 | 996898 | 5171136 | 35613274 | 0 | 1283446 | 0 | 0 | 0 | 0 | 0 | 0 | 732336 | [5 empty] | 2
1279 | 4 | 9 | 4 | 1 | 38000 | 5 | 6 | 6 | 1 | 1 | 1 | 6 | 1 |  | 3 | 0 | 11 | 2 | 1 | 2 | 2 |  | 2009 | 10 | [17 empty] | 1 | [6 empty] | 8 | [13 empty] | 2 | [9 empty] | 2 |  | 5 | 1 | 2 | 2 | 1 | 1 |  |  |  | 12 |  |  | 1 | 1 | 1 | 168 | 7 | 75 | 6 | 1 | 2 | 1 | 1 | 2 | 2 | 1 | 1 |  | 1 | 1 | 1 | 2 | 2 | 2 | 2 | 2 | 2 | 2 | 2 | 2 | 2 | 1 | 2 | [7 empty] | 2 | 2 | 2 | [7 empty] | 100 |  | 2 | 2 | 1 | 2 | 2 | 1 | 2 |  |  | 90 |  |  | 10 |  | 3 | [7 empty] | 2 | 2 | 2 | 2 | 2 | 2 | 1 | [17 empty] | 2 | 2 | 1 | 2 | 2 | 2 | 2 |  |  |  | 2 | 1 | 2 | 2 | 2 | 2 | 1 | 2 | 2 | [5 empty] | 100 | 2 | 1 | 1 | 2 | 2 | 2 | 2 | 2 |  | 5 | 95 | [5 empty] | 3 |  | 1 | 1 | 2 | 2 |  | 1 | 2 | 2 | 2 | 2 | 2 | 2 | [16 empty] | 2 | 1 | 2 | 2 | 2 | 2 | 1 | 1 | 1 | 1 | 1 | 1 | 1 | 1 | 2 | 1 | 2 | [7 empty] | 3 |  |  | 2 | 2 | 2 | [7 empty] | 2 | 2 | 2 | [7 empty] | 2 | 1 | [5 empty] | 2 | 2 | 2 | 2 | 1 | 1 |  |  | 2 | 2 | [8 empty] | 1 | 2 | 2 | 2 |  | 1 | [6 empty] | 1 | 1 | [7 empty] | 2 | [9 empty] | 1 | 1 |  |  |  | 2 | 1 | 1 | 1 | 2 | 2 | 2 | 1 | 2 | 2 | 3 | 5 |  |  |  | 2 | [6 empty] | 1 | 35 | 4 | 1 | 3 | 1 | 55 | 5 | 1 | 2 | 1 | 4 | 1 | 1 | 3 | 2 | 2 |  | 1 | 28 | 2 |  | 2 |  | 2 | 100 | 4 | 1 | 5 | 1 | 1 | 1 | 1 | 2 | 2 | 2 | 1 | 2 | 80 | 10 |  |  |  | 10 |  | 1 | 1 | 1 | 2 | 2 | 2 | 2 | 2 | 1 | 1 | 2 | 1 | 2 | 2 | 2 | 80 | 0 | 0 | 0 | 0 | 0 | 0 | 0 | 0 | 0 | 9 | 0 | 0 | 0 | 0 | 0 | 0 | 0 | 9 | 0 | 0 | 9 | 9 | 9 | 9 | 9 | 9 | 9 | 9 | 9 | 9 | 9 | 9 | 9 | 9 | 9 | 9 | 9 | 9 | 9 | 9 | 9 | 9 | 9 | 9 | 9 | 9 | 9 | 0 | 9 | 9 | 9 | 9 | 9 | 9 | 9 | 9 | 0 | 9 | 0 | 0 | 0 | 0 | 0 | 0 | 9 | 9 | 9 | 0 | 9 | 9 | 0 | 0 | 0 | 0 | 0 | 0 | 0 | 0 | 0 | 0 | 0 | 0 | 0 | 0 | 0 | 0 | 0 | 0 | 0 | 0 | 0 | 0 | 0 | 0 | 0 | 0 | 0 | 0 | 0 | 9 | 9 | 9 | 9 | 9 | 9 | 9 | 0 | 0 | 0 | 9 | 9 | 9 | 9 | 9 | 9 | 9 | 0 | 9 | 0 | 0 | 0 | 0 | 0 | 0 | 0 | 9 | 9 | 0 | 9 | 9 | 0 | 9 | 0 | 9 | 9 | 9 | 9 | 9 | 9 | 9 | 0 | 0 | 0 | 0 | 0 | 0 | 0 | 9 | 9 | 9 | 9 | 9 | 9 | 9 | 9 | 9 | 9 | 9 | 9 | 9 | 9 | 9 | 9 | 9 | 0 | 0 | 0 | 0 | 0 | 0 | 0 | 0 | 0 | 0 | 0 | 0 | 0 | 0 | 0 | 0 | 9 | 9 | 9 | 9 | 9 | 0 | 0 | 0 | 0 | 0 | 0 | 0 | 0 | 0 | 9 | 0 | 0 | 9 | 9 | 9 | 9 | 9 | 0 | 9 | 0 | 0 | 0 | 0 | 9 | 0 | 0 | 0 | 0 | 0 | 0 | 0 | 9 | 9 | 9 | 9 | 9 | 9 | 9 | 9 | 9 | 9 | 9 | 9 | 9 | 9 | 9 | 9 | 0 | 0 | 0 | 0 | 0 | 0 | 0 | 0 | 0 | 0 | 0 | 0 | 0 | 0 | 0 | 0 | 0 | 9 | 9 | 9 | 9 | 9 | 9 | 9 | 0 | 9 | 9 | 0 | 0 | 0 | 9 | 9 | 9 | 9 | 9 | 9 | 9 | 0 | 0 | 0 | 9 | 9 | 9 | 9 | 9 | 9 | 9 | 0 | 0 | 9 | 9 | 9 | 9 | 9 | 0 | 0 | 0 | 0 | 0 | 0 | 9 | 9 | 9 | 9 | 9 | 9 | 9 | 0 | 9 | 9 | 9 | 9 | 9 | 9 | 9 | 0 | 9 | 9 | 9 | 9 | 9 | 9 | 9 | 9 | 9 | 0 | 0 | 9 | 9 | 9 | 0 | 0 | 0 | 0 | 0 | 0 | 0 | 0 | 0 | 0 | 0 | 0 | 9 | 9 | 9 | 0 | 9 | 9 | 9 | 9 | 9 | 9 | 0 | 0 | 0 | 0 | 0 | 0 | 0 | 0 | 0 | 0 | 0 | 0 | 0 | 0 | 0 | 0 | 0 | 9 | 0 | 0 | 0 | 9 | 0 | 9 | 0 | 0 | 0 | 0 | 0 | 0 | 0 | 0 | 0 | 0 | 0 | 0 | 0 | 0 | 0 | 0 | 9 | 9 | 9 | 0 | 9 | 0 | 0 | 0 | 0 | 0 | 0 | 0 | 0 | 0 | 0 | 0 | 0 | 0 | 0 | 0 | 0 | 27.4286 | 27.4286 | 27.4286 | 27.4286 | 27.4286 | 27.4286 | 27.4286 | 27.4286 | 27.4286 | 27.4286 | 27.4286 | 27.4286 | 27.4286 | 27.4286 | 27.4286 | 27.4286 | 27.4286 | 27.4286 | 27.4286 | 27.4286 | 27.4286 | 27.4286 | 27.4286 | 27.4286 | 27.4286 | 27.4286 | 27.4286 | 27.4286 | 27.4286 | 27.4286 | 27.4286 | 27.4286 | 27.4286 | 27.4286 | 27.4286 | 27.4286 | 27.4286 | 27.4286 | 27.4286 | 27.4286 | 27.4286 | 27.4286 | 27.4286 | 27.4286 | 27.4286 | 27.4286 | 27.4286 | 27.4286 | 27.4286 | 27.4286 | 27.4286 | 27.4286 | 27.4286 | 27.4286 | 27.4286 | 27.4286 | 27.4286 | 27.4286 | 27.4286 | 27.4286 | 27.4286 | 27.4286 | 27.4286 | 27.4286 | 27.4286 | 27.4286 | 27.4286 | 27.4286 | 27.4621 | 27.7798 | 27.6456 | 27.4667 | 27.4064 | 28.1094 | 27.138 | 27.5509 | 27.3027 | 27.21 | 27.4656 | 27.4534 | 27.3418 | 27.4286 | 27.4286 | 27.4286 | 27.4286 | 27.4286 | 27.4286 | 27.3177 | 27.4231 | 27.4286 | 27.4286 | 27.5708 | 27.6505 | 55.0243 | 27.4286 | 27.4286 | 27.4286 | 27.4286 | 27.4286 | 27.4286 | 27.4286 | 27.3933 | 27.4286 | 27.4286 | 27.4286 | 27.6801 | 27.4286 | 27.4286 | 27.8522 | 27.4286 | 27.4286 | 27.5064 | 27.4286 | 27.4286 | 27.4286 | 27.4286 | 27.4286 | 27.4286 | 27.4286 | 27.4286 | 27.4286 | 27.4286 | 27.4286 | 27.4286 | 27.4286 | 27.4286 | 27.4286 | 27.4286 | 27.4286 | 27.4286 | 27.4286 | 27.4286 | 27.4286 | 27.4286 | 27.4286 | 27.4286 | 27.4286 | 27.4286 | 27.4286 | 27.4286 | 27.4286 | 27.4286 | 27.4286 | 27.4286 | 27.4286 | 27.4286 | 27.4286 | 27.4286 | 27.4286 | 27.4286 | 27.4286 | 27.4286 | 27.4286 | 27.4286 | 27.4286 | 27.4286 | 27.4286 | 27.4286 | 27.4286 | 27.4286 | 27.4286 | 27.4286 | 27.4286 | 27.4286 | 27.4286 | 27.4286 | 27.4286 | 27.4286 | 27.4286 | 27.4286 | 27.4286 | 27.4286 | 27.4286 | 27.4286 | 27.4286 | 27.4286 | 27.4286 | 27.4286 | 27.4286 | 27.4286 | 27.4286 | 27.4286 | 27.4286 | 27.4286 | 27.4286 | 27.4286 | 27.4286 | 27.4286 | 27.4286 | 27.4286 | 27.4286 | 27.4286 | 27.4286 | 27.4286 | 27.4286 | 27.4286 | 27.4286 | 27.4286 | 1704 | 969 | 1 | 3961077 | 122533 | 952509 | 3249961 | 117124 | 6872 | 704380 | 4780 | 49 | 6736 | 629 | 2 | [10 empty] | 3 | 0 | 3 | 0 | 0 | 0 | 0 | 0 | 9 | 9 | 657523 | 1174164 | 295669 | 46857 | 637809 | 0 | 39645 | 153535 | 211128 | 744747 | 0 | 1174164 | 295669 | 0 | 637809 | 0 | 39645 | 153535 | 211128 | 738011 | 657523 | 0 | 46857 | 0 | 0 | 0 | 0 | 0 | 0 | 6736 | [5 empty] | 3
1590 | 4 | 9 | 4 | 1 | 138000 | 7 | 1 | 1 | 2 | 2 | 2 | 3 | 1 |  | 5 | 3 | 9 | 2 | 1 | 3 | 2 |  | 1983 | 6 |  | 1 | 2 | 2 | 2 | 2 | 1 | 1 | 1 | 1 | 1 | 2 | 2 | 2 | 2 | 2 | 2 | 1 | [6 empty] | 8 | [13 empty] | 1 | 2 | 8 |  | 2 | [5 empty] | 2 |  | 5 | 1 | 2 | 1 | 1 | 1 |  |  |  | 12 |  |  | 1 | 1 | 1 | 168 | 7 | 300 | 8 | 1 | 2 | 1 | 1 | 1 | 2 | 1 | 1 |  | 1 | 1 | 1 | 2 | 2 | 2 | 2 | 2 | 2 | 2 | 2 | 2 | 2 | 1 | 2 | [7 empty] | 2 | 2 | 2 | [7 empty] | 70 |  | 2 | 1 | 1 | 2 | 2 | 2 | 2 |  | 5 | 95 |  |  |  |  | 3 | 1 | 1 | 1 | 2 | 2 | 2 | 2 | 2 | 1 | 2 | 2 | 1 | 2 | 2 | [27 empty] | 1 | 2 | 2 | 2 | 2 | 2 | 1 | 2 | 2 | [5 empty] | 75 | 2 | 1 | 1 | 2 | 2 | 2 | 2 | 2 |  | 5 | 95 | [5 empty] | 3 | 2 | 1 | 2 | 1 | 2 |  | 2 | 1 | 2 | 2 | 2 | 2 | 2 | [16 empty] | 1 | 2 | 2 | 2 | 2 | 2 | 1 | 1 | 1 | 2 |  | 2 |  | 1 | 2 | 1 | 2 | [7 empty] | 1 |  |  | 2 | 1 | 2 | [7 empty] | 2 | 2 | 2 | [7 empty] | 2 | 1 | [5 empty] | 2 | 2 | 2 | 2 | 2 | 1 |  |  | 2 | 2 | [8 empty] | 1 | 2 | 2 | 2 |  | 1 | [6 empty] | 1 | 2 | 1 | 2 | 2 | 2 | 2 | 2 | 2 | 1 | [9 empty] | 1 | 2 |  |  |  | 1 | 1 | 1 | 1 | 1 | 2 | 2 | 1 | 1 | 2 | 100 | 20 | 14 |  |  | 2 | 3 | [5 empty] | 1 | 150 | 6 | 1 | 4 | 1 | 30 | 4 | 50 | 2 | 1 | 8 | 2 | 1 | 2 | 2 | 2 |  | 1 | 3 | 2 |  | 1 | 5 | 1 | 80 | 4 | 1 | 50 | 2 | 1 | 1 | 1 | 1 | 2 | 2 | 2 | 2 | 80 | 10 | 10 |  |  |  |  | 2 | 2 | 2 | 1 | 2 | 2 | 2 | 2 | 1 | 1 | 1 | 1 | 2 | 2 | 1 | 5 | 0 | 0 | 0 | 0 | 0 | 0 | 0 | 0 | 0 | 9 | 0 | 0 | 0 | 0 | 0 | 0 | 0 | 9 | 0 | 0 | 0 | 0 | 0 | 0 | 0 | 0 | 0 | 0 | 0 | 0 | 0 | 0 | 0 | 0 | 0 | 0 | 9 | 9 | 9 | 9 | 9 | 9 | 9 | 9 | 9 | 9 | 9 | 0 | 0 | 0 | 0 | 9 | 9 | 9 | 9 | 9 | 0 | 9 | 0 | 0 | 0 | 0 | 0 | 0 | 9 | 9 | 9 | 0 | 9 | 9 | 0 | 0 | 0 | 0 | 0 | 0 | 0 | 0 | 0 | 0 | 0 | 0 | 0 | 0 | 0 | 0 | 0 | 0 | 0 | 0 | 0 | 0 | 0 | 0 | 0 | 0 | 0 | 0 | 0 | 9 | 9 | 9 | 9 | 9 | 9 | 9 | 0 | 0 | 0 | 9 | 9 | 9 | 9 | 9 | 9 | 9 | 0 | 9 | 0 | 0 | 0 | 0 | 0 | 0 | 0 | 9 | 0 | 0 | 9 | 9 | 9 | 9 | 0 | 0 | 0 | 0 | 0 | 0 | 0 | 0 | 0 | 0 | 0 | 0 | 0 | 0 | 0 | 9 | 9 | 9 | 9 | 9 | 9 | 9 | 9 | 9 | 9 | 9 | 9 | 9 | 9 | 9 | 9 | 9 | 9 | 9 | 9 | 9 | 9 | 9 | 9 | 0 | 0 | 0 | 0 | 0 | 0 | 0 | 0 | 0 | 9 | 9 | 9 | 9 | 9 | 0 | 0 | 0 | 0 | 0 | 0 | 0 | 0 | 0 | 9 | 0 | 0 | 9 | 9 | 9 | 9 | 9 | 0 | 0 | 0 | 0 | 0 | 0 | 9 | 0 | 0 | 0 | 0 | 0 | 0 | 0 | 9 | 9 | 9 | 9 | 9 | 9 | 9 | 9 | 9 | 9 | 9 | 9 | 9 | 9 | 9 | 9 | 0 | 0 | 0 | 0 | 0 | 0 | 0 | 0 | 0 | 0 | 9 | 0 | 9 | 0 | 0 | 0 | 0 | 9 | 9 | 9 | 9 | 9 | 9 | 9 | 0 | 9 | 9 | 0 | 0 | 0 | 9 | 9 | 9 | 9 | 9 | 9 | 9 | 0 | 0 | 0 | 9 | 9 | 9 | 9 | 9 | 9 | 9 | 0 | 0 | 9 | 9 | 9 | 9 | 9 | 0 | 0 | 0 | 0 | 0 | 0 | 9 | 9 | 9 | 9 | 9 | 9 | 9 | 0 | 0 | 0 | 0 | 0 | 0 | 0 | 0 | 0 | 9 | 9 | 9 | 9 | 9 | 9 | 9 | 9 | 9 | 0 | 0 | 9 | 9 | 9 | 0 | 0 | 0 | 0 | 0 | 0 | 0 | 0 | 0 | 0 | 0 | 0 | 0 | 9 | 9 | 0 | 0 | 9 | 9 | 9 | 9 | 9 | 0 | 1 | 0 | 0 | 0 | 0 | 0 | 0 | 0 | 0 | 0 | 0 | 0 | 0 | 0 | 0 | 0 | 9 | 0 | 0 | 0 | 9 | 0 | 0 | 0 | 0 | 0 | 0 | 0 | 0 | 0 | 0 | 0 | 0 | 0 | 0 | 0 | 0 | 0 | 0 | 0 | 9 | 9 | 9 | 9 | 0 | 0 | 0 | 0 | 0 | 0 | 0 | 0 | 0 | 0 | 0 | 0 | 0 | 0 | 0 | 0 | 27.4286 | 27.4286 | 27.4286 | 27.4286 | 27.4286 | 27.4286 | 27.4286 | 27.4286 | 27.4286 | 27.4286 | 27.4286 | 27.4286 | 27.4286 | 27.4286 | 27.4286 | 27.4286 | 27.4286 | 27.4286 | 27.4286 | 27.4286 | 27.4286 | 27.4286 | 27.4286 | 27.4286 | 27.4286 | 27.4286 | 27.4286 | 27.4286 | 27.4286 | 27.4286 | 27.4286 | 27.4286 | 27.4286 | 27.4286 | 27.4286 | 27.4286 | 27.4286 | 27.4286 | 27.4286 | 27.4286 | 27.4286 | 27.4286 | 27.4286 | 27.4286 | 27.4286 | 27.4286 | 27.4286 | 27.4286 | 27.4286 | 27.4286 | 27.4286 | 27.4286 | 27.4286 | 27.4286 | 27.4286 | 27.4286 | 27.4286 | 27.4286 | 27.4286 | 27.4286 | 27.4286 | 27.4286 | 27.4286 | 27.4286 | 27.4286 | 27.4286 | 27.4286 | 27.4286 | 27.4621 | 27.7798 | 27.6456 | 27.4667 | 27.4064 | 28.1094 | 27.138 | 27.5509 | 27.3027 | 27.21 | 27.4656 | 27.4534 | 27.3418 | 27.4286 | 27.4286 | 27.4286 | 27.4286 | 27.4286 | 27.4286 | 27.3177 | 27.4231 | 27.4286 | 27.4286 | 27.5708 | 27.6505 | 55.0243 | 27.4286 | 27.4286 | 27.4286 | 27.4286 | 27.4286 | 27.4286 | 27.4286 | 27.3933 | 27.4286 | 27.4286 | 27.4286 | 27.6801 | 27.4286 | 27.4286 | 27.8522 | 27.4286 | 27.4286 | 27.5064 | 27.4286 | 27.4286 | 27.4286 | 27.4286 | 27.4286 | 27.4286 | 27.4286 | 27.4286 | 27.4286 | 27.4286 | 27.4286 | 27.4286 | 27.4286 | 27.4286 | 27.4286 | 27.4286 | 27.4286 | 27.4286 | 27.4286 | 27.4286 | 27.4286 | 27.4286 | 27.4286 | 27.4286 | 27.4286 | 27.4286 | 27.4286 | 27.4286 | 27.4286 | 27.4286 | 27.4286 | 27.4286 | 27.4286 | 27.4286 | 27.4286 | 27.4286 | 27.4286 | 27.4286 | 27.4286 | 27.4286 | 27.4286 | 27.4286 | 27.4286 | 27.4286 | 27.4286 | 27.4286 | 27.4286 | 27.4286 | 27.4286 | 27.4286 | 27.4286 | 27.4286 | 27.4286 | 27.4286 | 27.4286 | 27.4286 | 27.4286 | 27.4286 | 27.4286 | 27.4286 | 27.4286 | 27.4286 | 27.4286 | 27.4286 | 27.4286 | 27.4286 | 27.4286 | 27.4286 | 27.4286 | 27.4286 | 27.4286 | 27.4286 | 27.4286 | 27.4286 | 27.4286 | 27.4286 | 27.4286 | 27.4286 | 27.4286 | 27.4286 | 27.4286 | 27.4286 | 27.4286 | 27.4286 | 27.4286 | 27.4286 | 1606 | 969 | 1 | 41499509 | 937507 | 6051244 | 20646845 | 817157 | 199995 | 20499488 | 111526 | 2569 | 353176 | 8824 | 2 | [10 empty] | 2 | 3 | 2 | 3 | 0 | 0 | 2 | 3 | 9 | 9 | 13096026 | 2999791 | 1084554 | 2433325 | 5487357 | 4970137 | 4788256 | 288416 | 1313285 | 5038362 | 0 | 2999791 | 1084554 | 0 | 5487357 | 0 | 4788256 | 288416 | 1313285 | 4685186 | 13096026 | 0 | 2433325 | 4970137 | 0 | 0 | 0 | 0 | 0 | 353176 | [5 empty] | 3
2390 | 3 | 5 | 4 | 1 | 116000 | 7 | 2 | 6 | 2 | 1 | 8 | 4 | 2 | 3 | 3 | 0 | 9 | 2 | 1 | 2 | 2 |  | 2009 | 10 | [17 empty] | 2 | 11 | 28 |  | 50 | 50 |  | 8 |  |  | 1 | 3 | 1 | [8 empty] | 2 | [9 empty] | 1 | 2 | 9 | 2 | 3 | 1 | 1 | 1 |  |  |  | 12 |  |  | 1 | 1 | 1 | 168 | 7 | 75 | 6 | 1 | 2 | 1 | 1 | 2 | 2 | 1 | 1 |  | 1 | 1 | 1 | 2 | 2 | 2 | 2 | 2 | 2 | 2 | 2 | 2 | 2 | 1 | 2 | [7 empty] | 2 | 2 | 2 | [7 empty] | 90 |  | 2 | 2 | 1 | 2 | 2 | 2 | 2 |  |  | 100 |  |  |  |  | 3 | [7 empty] | 2 | 2 | 2 | 2 | 2 | 2 | 1 | [27 empty] | 2 | 1 | 2 | 2 | 2 | 2 | 1 | 2 | 2 | [5 empty] | 95 | 2 | 2 | 1 | 2 | 2 | 2 | 2 | 2 |  |  | 100 | [5 empty] | 3 |  |  | 2 | 1 | 2 |  | 2 | 2 | 2 | 2 | 2 | 1 | 2 | [16 empty] | 2 | 1 | 2 | 2 | 2 | 2 | 1 | 1 | 1 | 1 | 1 | 1 | 1 | 1 | 1 | 1 | 2 | [7 empty] | 1 |  |  | 2 | 2 | 2 | [7 empty] | 2 | 2 | 2 | [7 empty] | 2 | 1 | [5 empty] | 2 | 2 | 2 | 2 | 2 | 1 |  |  | 2 | 2 | [8 empty] | 1 | 2 | 2 | 2 |  | 1 | [6 empty] | 2 | 1 | [7 empty] | 1 | [9 empty] | 1 | 1 |  |  |  | 1 | 1 | 1 | 1 | 1 | 2 | 1 | 1 | 2 | 1 | 4 | 8 | 4 |  | 26 | 1 |  | 10 |  |  |  |  | 1 | 6 | 2 | 2 |  | 2 | 60 | 5 | 15 | 2 | 1 | 4 | 1 | 2 |  | 2 | 2 |  | 1 | 3 | 2 |  | 1 | 2 | 1 | 90 | 4 | 1 | 30 | 2 | 1 | 1 | 1 | 2 | 1 | 2 | 1 | 2 | 100 | 10 |  | 1 |  | 5 |  | 2 | 2 | 2 | 1 | 2 | 2 | 2 | 2 | 4 | 1 | 2 | 1 | 2 | 2 | 1 | 50 | 0 | 0 | 0 | 0 | 0 | 0 | 0 | 0 | 0 | 0 | 0 | 0 | 0 | 0 | 0 | 0 | 0 | 9 | 0 | 0 | 9 | 9 | 9 | 9 | 9 | 9 | 9 | 9 | 9 | 9 | 9 | 9 | 9 | 9 | 9 | 9 | 9 | 0 | 0 | 0 | 9 | 9 | 9 | 9 | 9 | 9 | 9 | 0 | 9 | 9 | 9 | 9 | 9 | 9 | 9 | 9 | 0 | 0 | 0 | 0 | 0 | 0 | 0 | 0 | 9 | 9 | 9 | 0 | 9 | 9 | 0 | 0 | 0 | 0 | 0 | 0 | 0 | 0 | 0 | 0 | 0 | 0 | 0 | 0 | 0 | 0 | 0 | 0 | 0 | 0 | 0 | 0 | 0 | 0 | 0 | 0 | 0 | 0 | 0 | 9 | 9 | 9 | 9 | 9 | 9 | 9 | 0 | 0 | 0 | 9 | 9 | 9 | 9 | 9 | 9 | 9 | 0 | 9 | 0 | 0 | 0 | 0 | 0 | 0 | 0 | 9 | 9 | 0 | 9 | 9 | 9 | 9 | 0 | 9 | 9 | 9 | 9 | 9 | 9 | 9 | 0 | 0 | 0 | 0 | 0 | 0 | 0 | 9 | 9 | 9 | 9 | 9 | 9 | 9 | 9 | 9 | 9 | 9 | 9 | 9 | 9 | 9 | 9 | 9 | 9 | 9 | 9 | 9 | 9 | 9 | 9 | 0 | 0 | 0 | 0 | 0 | 0 | 0 | 0 | 0 | 9 | 9 | 9 | 9 | 9 | 0 | 0 | 0 | 0 | 0 | 0 | 0 | 0 | 0 | 9 | 9 | 0 | 9 | 9 | 9 | 9 | 9 | 0 | 9 | 9 | 0 | 0 | 0 | 9 | 0 | 0 | 0 | 0 | 0 | 0 | 0 | 9 | 9 | 9 | 9 | 9 | 9 | 9 | 9 | 9 | 9 | 9 | 9 | 9 | 9 | 9 | 9 | 0 | 0 | 0 | 0 | 0 | 0 | 0 | 0 | 0 | 0 | 0 | 0 | 0 | 0 | 0 | 0 | 0 | 9 | 9 | 9 | 9 | 9 | 9 | 9 | 0 | 9 | 9 | 0 | 0 | 0 | 9 | 9 | 9 | 9 | 9 | 9 | 9 | 0 | 0 | 0 | 9 | 9 | 9 | 9 | 9 | 9 | 9 | 0 | 0 | 9 | 9 | 9 | 9 | 9 | 0 | 0 | 0 | 0 | 0 | 0 | 9 | 9 | 9 | 9 | 9 | 9 | 9 | 0 | 9 | 9 | 9 | 9 | 9 | 9 | 9 | 0 | 9 | 9 | 9 | 9 | 9 | 9 | 9 | 9 | 9 | 0 | 0 | 9 | 9 | 9 | 0 | 0 | 0 | 0 | 0 | 0 | 0 | 0 | 0 | 0 | 0 | 0 | 0 | 9 | 0 | 0 | 9 | 0 | 9 | 9 | 9 | 9 | 0 | 0 | 0 | 0 | 9 | 0 | 0 | 0 | 0 | 0 | 0 | 0 | 0 | 0 | 9 | 0 | 0 | 9 | 0 | 0 | 0 | 9 | 0 | 0 | 0 | 0 | 0 | 0 | 0 | 0 | 0 | 0 | 0 | 0 | 0 | 0 | 0 | 0 | 0 | 0 | 9 | 0 | 9 | 0 | 9 | 0 | 0 | 0 | 0 | 0 | 0 | 0 | 0 | 0 | 0 | 0 | 0 | 0 | 0 | 0 | 0 | 362.0699 | 362.0699 | 362.0699 | 362.0699 | 362.0699 | 362.0699 | 362.0699 | 362.2455 | 359.0179 | 363.7965 | 358.652 | 362.0699 | 362.0699 | 358.8975 | 362.1216 | 358.9034 | 364.8576 | 364.7809 | 359.8535 | 362.1959 | 361.4271 | 362.4558 | 362.4558 | 362.9128 | 363.7219 | 363.398 | 359.3996 | 362.5273 | 360.35 | 365.4984 | 359.6007 | 361.9442 | 361.1805 | 362.0699 | 362.0699 | 362.0699 | 362.0699 | 362.0699 | 362.0699 | 362.0699 | 541.9034 | 0 | 361.6879 | 361.6879 | 364.2499 | 357.6647 | 366.5854 | 360.3296 | 360.1444 | 363.4044 | 362.0699 | 362.0699 | 362.0699 | 362.0699 | 362.0699 | 362.0699 | 362.0699 | 362.0699 | 362.0699 | 362.0699 | 363.8582 | 365.8642 | 362.0699 | 362.0699 | 362.0699 | 362.0699 | 365.7399 | 360.4246 | 362.0699 | 362.0699 | 362.0699 | 362.0699 | 362.0699 | 362.6207 | 361.4842 | 364.7809 | 361.6508 | 362.1216 | 361.5706 | 362.0699 | 362.0699 | 362.0699 | 362.0699 | 362.0699 | 362.0699 | 362.0699 | 362.0699 | 362.0699 | 362.0699 | 361.5573 | 362.0699 | 362.0699 | 362.0699 | 362.0699 | 362.0699 | 362.0699 | 362.0699 | 358.8745 | 362.0699 | 362.0699 | 357.9313 | 362.8457 | 362.0699 | 362.0699 | 362.0699 | 361.3097 | 361.5573 | 361.3097 | 353.0725 | 362.0699 | 364.8319 | 362.0699 | 362.0699 | 362.0699 | 362.0699 | 362.0699 | 362.0699 | 362.0699 | 362.0699 | 362.0699 | 362.0699 | 362.0699 | 362.0699 | 362.0699 | 362.0699 | 362.0699 | 362.0699 | 362.0699 | 362.0699 | 362.0699 | 362.0699 | 362.0699 | 362.0699 | 362.0699 | 362.0699 | 362.0699 | 362.0699 | 362.0699 | 362.0699 | 362.0699 | 362.0699 | 362.0699 | 362.0699 | 362.0699 | 362.0699 | 362.0699 | 362.0699 | 362.0699 | 362.0699 | 362.0699 | 362.0699 | 362.0699 | 362.0699 | 362.0699 | 362.0699 | 362.0699 | 362.0699 | 362.0699 | 362.0699 | 362.0699 | 362.0699 | 362.0699 | 362.0699 | 362.0699 | 362.0699 | 362.0699 | 362.0699 | 362.0699 | 362.0699 | 362.0699 | 362.0699 | 362.0699 | 362.0699 | 362.0699 | 362.0699 | 362.0699 | 362.0699 | 362.0699 | 362.0699 | 362.0699 | 362.0699 | 362.0699 | 362.0699 | 362.0699 | 362.0699 | 362.0699 | 362.0699 | 362.0699 | 362.0699 | 362.0699 | 362.0699 | 362.0699 | 362.0699 | 362.0699 | 362.0699 | 362.0699 | 362.0699 | 362.0699 | 3112 | 1747 | 1 | 33075871 | 607286 | 5338214 | 18213986 | 493725 | 144994 | 14861885 | 113561 | 0 | 0 | 0 | 2 | [10 empty] | 0 | 0 | 0 | 0 | 0 | 0 | 0 | 0 | 9 | 9 | 14773754 | 4044051 | 1197484 | 95516 | 3127075 | 0 | 5807070 | 96757 | 142823 | 3791341 | 0 | 4044051 | 1197484 | 7385 | 3127075 | 0 | 5807070 | 96757 | 142823 | 3791341 | 14773754 | 0 | 88131 | 0 | 0 | 0 | 0 | 0 | 0 | 0 | [5 empty] | 2
2434 | 4 | 8 | 4 | 1 | 335000 | 8 | 1 | 6 | 2 | 1 | 9 | 4 | 1 |  | 3 | 1 | 15 | 2 | 1 | 8 | 2 |  | 1995 | 7 |  | 1 | 1 | 2 | 1 | 1 | 1 | 2 | 2 | 1 | 2 | 2 | 1 | 2 | 1 | 2 | 2 | 1 | [6 empty] | 8 | [13 empty] | 1 | 2 | 8 |  | 1 | 2 | 1 | 1 | 2 | 1 | 2 |  | 1 | 1 | 2 | 2 | 2 |  |  | 2 | 2 | 12 |  |  | 1 | 1 | 1 | 168 | 7 | 1250 | 10 | 1 | 1 | 1 | 1 | 1 | 2 | 1 | 1 |  | 1 | 1 | 1 | 2 | 2 | 2 | 2 | 2 | 2 | 2 | 2 | 2 | 2 | 1 | 2 | [7 empty] | 1 | 2 | 2 | [7 empty] | 100 |  | 2 | 2 | 1 | 2 | 2 | 1 | 2 |  |  | 100 |  |  | 10 |  | 3 | [7 empty] | 1 | 1 | 2 | 2 | 2 | 2 | 1 | [17 empty] | 2 | 2 | 1 | 2 | 2 | 1 | 2 |  |  |  | 2 | 1 | 1 | 2 | 2 | 2 | 1 | 2 | 2 | [5 empty] | 100 | 2 | 2 | 1 | 2 | 2 | 2 | 1 | 2 |  |  | 100 |  |  |  | 100 |  | 7 |  |  | 2 | 1 | 2 |  | 1 | 1 | 2 | 2 | 2 | 2 | 2 | [16 empty] | 2 | 1 | 1 | 2 | 2 | 2 | 1 | 1 | 1 | 1 | 1 | 1 | 1 | 1 | 2 | 1 | 2 | [7 empty] | 3 |  |  | 1 | 1 | 2 | [7 empty] | 2 | 2 | 2 | [7 empty] | 2 | 1 | [5 empty] | 2 | 2 | 2 | 2 | 1 | 1 |  |  | 2 | 2 | [8 empty] | 1 | 2 | 2 | 2 |  | 1 | [6 empty] | 2 | 2 | 2 | 2 | 1 | 2 | 1 | 1 | 2 | 1 | [9 empty] | 1 | 1 |  |  |  | 1 | 1 | 1 | 1 | 1 | 1 | 2 | 1 | 1 | 2 | 500 | 35 | 11 | 2 |  | 12 | 17 | [5 empty] | 1 | 3305 | 10 | 1 | 3 | 2 | 242 | 6 | 403 | 4 | 1 | 40 | 4 | 1 | 2 | 1 | 1 |  | 1 | 20 | 1 | 2 | 1 | 119 | 2 | 100 | 4 | 1 | 40 | 2 | 1 | 1 | 1 | 1 | 1 | 2 | 1 | 2 | 100 | 10 | 1 | 1 |  | 1 |  | 2 | 1 | 1 | 1 | 2 | 2 | 2 | 2 | 1 | 1 | 2 | 2 | 1 | 2 | 1 | 0 | 0 | 0 | 0 | 0 | 0 | 0 | 0 | 0 | 0 | 9 | 0 | 0 | 0 | 0 | 0 | 0 | 0 | 9 | 0 | 0 | 0 | 0 | 0 | 0 | 0 | 0 | 0 | 0 | 0 | 0 | 0 | 0 | 0 | 0 | 0 | 0 | 9 | 9 | 9 | 9 | 9 | 9 | 9 | 9 | 9 | 9 | 9 | 0 | 0 | 0 | 0 | 0 | 0 | 0 | 0 | 0 | 0 | 9 | 0 | 0 | 0 | 0 | 0 | 9 | 9 | 0 | 0 | 0 | 9 | 9 | 0 | 0 | 0 | 0 | 0 | 0 | 0 | 0 | 0 | 0 | 0 | 0 | 0 | 0 | 0 | 0 | 0 | 0 | 0 | 0 | 0 | 0 | 0 | 0 | 0 | 0 | 0 | 0 | 0 | 9 | 9 | 9 | 9 | 9 | 9 | 9 | 0 | 0 | 0 | 9 | 9 | 9 | 9 | 9 | 9 | 9 | 0 | 9 | 0 | 0 | 0 | 0 | 0 | 0 | 0 | 9 | 9 | 0 | 9 | 9 | 0 | 9 | 0 | 9 | 9 | 9 | 9 | 9 | 9 | 9 | 0 | 0 | 0 | 0 | 0 | 0 | 0 | 9 | 9 | 9 | 9 | 9 | 9 | 9 | 9 | 9 | 9 | 9 | 9 | 9 | 9 | 9 | 9 | 9 | 0 | 0 | 0 | 0 | 0 | 0 | 0 | 0 | 0 | 0 | 0 | 0 | 0 | 0 | 0 | 0 | 9 | 9 | 9 | 9 | 9 | 0 | 1 | 0 | 0 | 0 | 0 | 0 | 0 | 0 | 9 | 9 | 0 | 9 | 9 | 9 | 0 | 9 | 0 | 9 | 9 | 0 | 0 | 0 | 9 | 0 | 0 | 0 | 0 | 0 | 0 | 0 | 9 | 9 | 9 | 9 | 9 | 9 | 9 | 9 | 9 | 9 | 9 | 9 | 9 | 9 | 9 | 9 | 0 | 0 | 0 | 0 | 0 | 0 | 0 | 0 | 0 | 0 | 0 | 0 | 0 | 0 | 0 | 0 | 0 | 9 | 9 | 9 | 9 | 9 | 9 | 9 | 0 | 9 | 9 | 0 | 0 | 0 | 9 | 9 | 9 | 9 | 9 | 9 | 9 | 0 | 0 | 0 | 9 | 9 | 9 | 9 | 9 | 9 | 9 | 0 | 0 | 9 | 9 | 9 | 9 | 9 | 0 | 0 | 0 | 0 | 0 | 0 | 9 | 9 | 9 | 9 | 9 | 9 | 9 | 0 | 0 | 0 | 0 | 0 | 0 | 0 | 0 | 0 | 9 | 9 | 9 | 9 | 9 | 9 | 9 | 9 | 9 | 0 | 0 | 9 | 9 | 9 | 0 | 0 | 0 | 0 | 0 | 0 | 0 | 0 | 0 | 0 | 0 | 0 | 0 | 0 | 9 | 0 | 0 | 9 | 9 | 9 | 9 | 9 | 0 | 0 | 0 | 0 | 0 | 0 | 0 | 0 | 0 | 0 | 0 | 0 | 0 | 0 | 0 | 0 | 0 | 9 | 0 | 0 | 0 | 0 | 0 | 0 | 0 | 0 | 0 | 0 | 0 | 0 | 0 | 0 | 0 | 0 | 0 | 0 | 0 | 0 | 0 | 0 | 0 | 0 | 9 | 0 | 9 | 0 | 0 | 0 | 0 | 0 | 0 | 0 | 0 | 0 | 0 | 0 | 0 | 0 | 0 | 0 | 0 | 19.6903 | 19.6811 | 19.6941 | 19.6381 | 19.7013 | 19.7181 | 19.6811 | 19.6231 | 19.6871 | 19.7015 | 19.7343 | 19.7004 | 19.7393 | 19.7231 | 19.6827 | 19.7109 | 19.636 | 19.6161 | 19.7202 | 19.6817 | 19.6789 | 19.7483 | 19.6905 | 19.7696 | 19.7059 | 19.6756 | 19.7228 | 19.6843 | 19.7021 | 19.6849 | 19.7095 | 19.8134 | 19.5544 | 19.6853 | 19.7134 | 19.6855 | 19.7056 | 19.6853 | 19.7285 | 19.7326 | 19.7522 | 19.6818 | 19.6111 | 19.7479 | 19.6425 | 19.6129 | 19.732 | 19.7412 | 19.7193 | 19.5991 | 19.6354 | 19.7052 | 19.6303 | 19.632 | 19.6319 | 19.7309 | 19.7076 | 19.6031 | 19.7196 | 19.6786 | 19.6941 | 19.6612 | 19.6672 | 19.7059 | 19.6573 | 19.7327 | 19.688 | 19.6702 | 19.7445 | 19.71 | 0 | 19.7157 | 19.6025 | 19.6587 | 19.789 | 19.6902 | 19.7289 | 19.6895 | 19.7494 | 19.6903 | 19.6903 | 19.6903 | 19.6903 | 19.6903 | 19.6903 | 19.6903 | 19.6903 | 19.6903 | 19.6915 | 19.6903 | 19.6903 | 19.6903 | 19.6903 | 19.6903 | 19.6903 | 19.6903 | 19.6903 | 19.6903 | 19.6903 | 19.6903 | 19.6903 | 19.6903 | 19.6903 | 19.6903 | 19.6903 | 19.6903 | 19.6903 | 19.6903 | 19.6903 | 19.6903 | 19.6903 | 19.6903 | 19.6903 | 19.6903 | 19.6903 | 19.6903 | 19.7653 | 19.687 | 19.6903 | 19.6826 | 19.6719 | 19.6903 | 19.7597 | 19.6903 | 19.6686 | 19.6521 | 19.7195 | 19.7461 | 19.6719 | 19.6903 | 19.7538 | 19.6663 | 19.6339 | 19.7249 | 19.6279 | 19.6649 | 19.7856 | 19.687 | 19.6719 | 19.6818 | 19.5955 | 19.6903 | 19.5972 | 19.679 | 19.6903 | 19.6903 | 19.6874 | 19.6903 | 19.6903 | 19.6917 | 19.6945 | 19.6903 | 19.686 | 19.6816 | 19.6903 | 19.6903 | 19.6903 | 19.6903 | 19.6733 | 19.6903 | 19.6903 | 19.6903 | 19.6714 | 19.698 | 19.6839 | 19.6686 | 19.6903 | 19.6827 | 19.6945 | 19.6878 | 19.6903 | 19.7078 | 19.7104 | 19.6903 | 19.6742 | 19.7105 | 19.5775 | 19.6903 | 19.6965 | 19.6612 | 19.6878 | 19.6588 | 19.6779 | 19.6575 | 19.6563 | 19.6853 | 19.6865 | 19.674 | 19.6979 | 19.6605 | 19.6748 | 19.6626 | 19.6688 | 19.6864 | 19.6903 | 19.6903 | 19.6903 | 19.6903 | 4725 | 1569 | 1 | 81661296 | 1190502 | 14743351 | 50304314 | 979362 | 304602 | 31221705 | 207015 | 984 | 135277 | 4125 | 2 | [10 empty] | 0 | 0 | 0 | 0 | 0 | 0 | 0 | 0 | 9 | 9 | 27412346 | 14537614 | 2630833 | 1908122 | 6289984 | 3043616 | 5347090 | 1201988 | 12387025 | 6902678 | 80370 | 14537614 | 2630833 | 0 | 6289984 | 1062009 | 5347090 | 1201988 | 12387025 | 6767401 | 27331976 | 0 | 1908122 | 1981607 | 0 | 0 | 0 | 0 | 0 | 135277 | [5 empty] | 1
2673 | 4 | 9 | 4 | 1 | 75000 | 6 | 1 | 4 | 2 | 1 | 6 | 2 | 1 |  | 4 | 1 | 10 | 2 | 1 | 2 | 2 |  | 995 | 1 |  | 1 | 2 | 2 | 2 | 1 | 2 | 2 | 2 | 2 | 2 | 2 | 2 | 2 | 2 | 2 | 2 | 1 | [6 empty] | 8 | [13 empty] | 1 | 2 | 8 |  | 1 | 1 | 2 | 1 | 1 | 2 | 1 | 3 | 10 | 2 | 3 | 3 | 1 | 1 |  |  |  | 12 |  |  | 2 | 1 | 1 | 64 | 5 | 150 | 7 | 1 | 2 | 1 | 1 | 2 | 2 | 1 | 1 |  | 1 | 2 | 1 | 2 | 2 | 1 | 2 | 2 | 2 | 2 | 2 | 2 | 2 |  | 2 |  | 1 | [5 empty] | 2 |  | 2 |  | 2 | [5 empty] | 25 |  | 2 | 2 | 2 | 1 | 2 | 2 | 2 |  |  |  | 100 |  |  |  | 4 | [14 empty] | 1 | 2 | 2 | 2 | 2 | 2 | 2 | [26 empty] | 1 |  | 2 |  | 2 |  |  |  | 5 | 2 | 2 | 2 | 2 | 2 | 1 | 2 | 2 | [5 empty] | 100 |  |  | 6 | 1 | [34 empty] | 1 | 2 |  | 2 |  |  |  | 1 | 2 |  | 2 |  | 1 | [5 empty] | 1 |  |  | 2 |  | 2 |  | 2 | [5 empty] | 2 |  | 2 |  | 2 | [6 empty] | 1 | [5 empty] | 2 | 2 | 2 | 2 | 1 | 1 |  |  |  | 2 |  | 2 | [6 empty] | 1 | 2 | 2 | 2 | [8 empty] | 2 | 2 | [7 empty] | 2 | [9 empty] | 1 | 2 |  |  |  | 1 | 1 | 2 | 2 | 1 | 2 | 1 | 2 | 1 | 2 |  |  | 2 |  | 15 |  | 3 | [5 empty] | 1 | 100 | 6 | 2 |  | 2 | 20 | 4 | 75 | 1 | 1 | 5 | 2 | 2 |  | 2 | 2 |  | 2 |  | 2 |  | 1 | 10 | 1 | 75 | 3 |  | 25 | 1 | 1 | 1 | 1 | 1 | 2 | 2 | 2 | 2 | 98 | 2 | 1 |  |  |  |  | 2 | 2 | 2 | 2 | 2 | 2 | 2 | 2 | 1 | 1 | 1 | 2 | 2 | 2 | 2 | 10 | 0 | 0 | 0 | 0 | 0 | 0 | 0 | 0 | 0 | 9 | 0 | 0 | 0 | 0 | 0 | 0 | 0 | 9 | 0 | 0 | 0 | 0 | 0 | 0 | 0 | 0 | 0 | 0 | 0 | 0 | 0 | 0 | 0 | 0 | 0 | 0 | 9 | 9 | 9 | 9 | 9 | 9 | 9 | 9 | 9 | 9 | 9 | 0 | 0 | 0 | 0 | 0 | 0 | 0 | 0 | 0 | 0 | 0 | 0 | 0 | 0 | 0 | 0 | 0 | 9 | 9 | 9 | 0 | 9 | 9 | 0 | 0 | 0 | 0 | 0 | 0 | 0 | 0 | 0 | 0 | 0 | 0 | 0 | 0 | 0 | 0 | 0 | 0 | 0 | 0 | 0 | 0 | 0 | 0 | 0 | 0 | 0 | 9 | 0 | 9 | 0 | 9 | 9 | 9 | 9 | 9 | 0 | 9 | 0 | 9 | 0 | 9 | 9 | 9 | 9 | 9 | 0 | 9 | 0 | 0 | 0 | 0 | 0 | 0 | 0 | 9 | 9 | 9 | 0 | 9 | 9 | 9 | 0 | 9 | 9 | 9 | 9 | 9 | 9 | 9 | 9 | 9 | 9 | 9 | 9 | 9 | 9 | 0 | 0 | 0 | 0 | 0 | 0 | 0 | 9 | 9 | 9 | 9 | 9 | 9 | 9 | 9 | 9 | 9 | 9 | 9 | 9 | 9 | 9 | 9 | 9 | 9 | 9 | 9 | 9 | 9 | 9 | 0 | 9 | 0 | 9 | 0 | 9 | 9 | 9 | 0 | 0 | 0 | 0 | 0 | 0 | 0 | 0 | 0 | 9 | 9 | 9 | 9 | 9 | 0 | 9 | 9 | 0 | 0 | 9 | 9 | 9 | 9 | 9 | 9 | 9 | 9 | 9 | 9 | 9 | 9 | 9 | 9 | 9 | 9 | 9 | 9 | 9 | 9 | 9 | 9 | 9 | 9 | 9 | 9 | 9 | 9 | 9 | 9 | 9 | 9 | 9 | 9 | 0 | 0 | 9 | 0 | 9 | 9 | 9 | 0 | 0 | 9 | 0 | 9 | 0 | 9 | 9 | 9 | 9 | 9 | 0 | 9 | 9 | 0 | 9 | 0 | 9 | 0 | 9 | 9 | 9 | 9 | 9 | 0 | 9 | 0 | 9 | 0 | 9 | 9 | 9 | 9 | 9 | 9 | 0 | 9 | 9 | 9 | 9 | 9 | 0 | 0 | 0 | 0 | 0 | 0 | 9 | 9 | 9 | 9 | 9 | 9 | 9 | 0 | 9 | 9 | 9 | 9 | 9 | 9 | 9 | 0 | 9 | 9 | 9 | 9 | 9 | 9 | 9 | 9 | 9 | 0 | 0 | 9 | 9 | 9 | 0 | 0 | 0 | 0 | 0 | 0 | 0 | 0 | 0 | 0 | 9 | 9 | 0 | 9 | 0 | 9 | 0 | 9 | 9 | 9 | 9 | 9 | 0 | 0 | 0 | 0 | 9 | 0 | 0 | 0 | 0 | 0 | 0 | 0 | 0 | 0 | 9 | 0 | 0 | 9 | 0 | 9 | 0 | 9 | 0 | 0 | 0 | 0 | 0 | 9 | 0 | 0 | 0 | 0 | 0 | 0 | 0 | 0 | 0 | 0 | 0 | 0 | 0 | 9 | 9 | 9 | 9 | 0 | 0 | 0 | 0 | 0 | 0 | 0 | 0 | 0 | 0 | 0 | 0 | 0 | 0 | 0 | 0 | 145.5039 | 145.5039 | 145.5039 | 145.5039 | 145.5039 | 145.5039 | 145.5039 | 145.5039 | 145.5039 | 145.5039 | 145.5039 | 145.5039 | 145.5039 | 145.5039 | 145.5039 | 145.5039 | 145.5039 | 145.5039 | 145.5039 | 145.5039 | 145.5039 | 145.5039 | 145.5039 | 145.5039 | 145.5039 | 145.5039 | 145.5039 | 145.5039 | 145.5039 | 145.5039 | 145.5039 | 145.5039 | 145.5039 | 145.5039 | 145.5039 | 145.5039 | 145.5039 | 145.5039 | 145.5039 | 145.5039 | 145.5039 | 145.5039 | 145.5039 | 145.5039 | 145.5039 | 145.5039 | 145.5039 | 145.5039 | 145.5039 | 145.5039 | 145.5039 | 145.5039 | 145.5039 | 145.5039 | 145.5039 | 145.5039 | 145.5039 | 145.5039 | 145.5039 | 145.5039 | 145.5039 | 145.5039 | 145.5039 | 145.5039 | 145.5039 | 145.5039 | 145.5039 | 145.5039 | 145.6817 | 147.3672 | 146.6553 | 145.7062 | 145.3862 | 149.1158 | 143.9626 | 146.153 | 144.8362 | 144.3447 | 145.7006 | 145.6355 | 145.0438 | 145.5039 | 145.5039 | 145.5039 | 145.5039 | 145.5039 | 145.5039 | 144.9156 | 0 | 145.5039 | 145.5039 | 146.2587 | 146.6814 | 145.9472 | 145.5039 | 145.5039 | 145.5039 | 145.5039 | 145.5039 | 145.5039 | 145.5039 | 145.3168 | 145.5039 | 145.5039 | 145.5039 | 146.8381 | 145.5039 | 145.5039 | 147.7511 | 145.5039 | 145.5039 | 145.9166 | 145.5039 | 145.5039 | 145.5039 | 145.5039 | 145.5039 | 145.5039 | 145.5039 | 145.5039 | 145.5039 | 145.5039 | 145.5039 | 145.5039 | 145.5039 | 145.5039 | 145.5039 | 145.5039 | 145.5039 | 145.5039 | 145.5039 | 145.5039 | 145.5039 | 145.5039 | 145.5039 | 145.5039 | 145.5039 | 145.5039 | 145.5039 | 145.5039 | 145.5039 | 145.5039 | 145.5039 | 145.5039 | 145.5039 | 145.5039 | 145.5039 | 145.5039 | 145.5039 | 145.5039 | 145.5039 | 145.5039 | 145.5039 | 145.5039 | 145.5039 | 145.5039 | 145.5039 | 145.5039 | 145.5039 | 145.5039 | 145.5039 | 145.5039 | 145.5039 | 145.5039 | 145.5039 | 145.5039 | 145.5039 | 145.5039 | 145.5039 | 145.5039 | 145.5039 | 145.5039 | 145.5039 | 145.5039 | 145.5039 | 145.5039 | 145.5039 | 145.5039 | 145.5039 | 145.5039 | 145.5039 | 145.5039 | 145.5039 | 145.5039 | 145.5039 | 145.5039 | 145.5039 | 145.5039 | 145.5039 | 145.5039 | 145.5039 | 145.5039 | 145.5039 | 145.5039 | 145.5039 | 145.5039 | 145.5039 | 145.5039 | 2863 | 67 | 1 | 8138524 | 324012 | 2055448 | 7013189 | 302788 |  |  |  | 97 | 13335 | 494 | 1 | 1 | 2 | 2 | 2 | 1 | 2 | 2 | 1112 | 1112000 | 20730 | 2 | 3 | 2 | 3 | 9 | 9 | 0 | 0 | 2 | 3 | 755334 | 8049 | 176632 | 356666 | 1628647 | 0 | 2665792 | 118131 | 847014 | 1582259 | 0 | 8049 | 176632 | 0 | 1628647 | 0 | 2665792 | 118131 | 847014 | 1568924 | [5 empty] | 0 | 0 | 0 | 0 | 13335 | 755334 | 0 | 356666 | 0 | 0 | 5
2776 | 3 | 6 | 4 | 1 | 12000 | 4 | 8 | 6 | 2 | 1 | 11 | 4 | 2 | 2 | 3 | 1 | 20 | 2 | 2 |  | 2 |  | 1970 | 5 |  | 1 | 2 | 2 | 2 | 1 | 2 | 2 | 2 | 1 | 2 | 2 | 2 | 2 | 2 | 2 | 2 | 1 | [6 empty] | 8 | [13 empty] | 1 | 2 | 1 |  | 1 | 1 | 2 | 1 | 1 | 2 | 2 |  | 6 | 1 | 2 | 1 | 1 | 1 |  |  |  | 12 |  |  | 2 | 1 | 2 | 50 | 4 | 9 | 3 | 1 | 2 | 1 | 1 | 2 | 2 | 1 | 1 |  | 1 | 1 | 2 |  | 2 | 1 | 2 | 1 | 2 | 2 | 2 | 2 | 2 | 2 |  |  | 1 | [5 empty] | 2 | 2 |  |  | 2 | [5 empty] | 100 |  | 2 | 2 | 2 | 1 | 2 | 2 | 2 |  |  |  | 100 |  |  |  | 4 | [14 empty] | 2 | 2 | 2 | 2 | 2 | 2 | 1 | [20 empty] | 2 | 1 | 2 | 2 | 2 | 2 | 2 | 2 |  |  | 2 |  | 1 |  | 100 | 2 | 2 | 2 | 1 | 2 | 2 | 2 | 2 |  |  |  | 100 |  |  |  |  | 4 | [13 empty] | 1 | 1 | 2 | 2 | 2 | 2 | 1 | [9 empty] | 2 | 1 | 2 | 2 | 2 | 2 | 1 | 2 |  | 2 |  | 2 |  | 1 | 2 | 2 |  |  | 1 | [5 empty] | 1 |  |  | 2 | 2 |  |  | 2 | [5 empty] | 2 | 2 |  |  | 2 | [5 empty] | 1 | [6 empty] | 2 | 2 | 2 | 2 | 2 | 1 |  |  | 2 |  |  | 2 |  | 2 |  |  |  |  | 1 | 2 | 2 | 2 |  | 2 | [6 empty] | 1 | 2 | [7 empty] | 2 | [9 empty] | 1 | 2 |  |  |  | 2 | 1 | 2 | 2 | 2 | 2 | 1 | 2 | 2 | 2 |  |  |  |  | 3 | [7 empty] | 1 | 9 | 2 | 2 |  | 1 | 0 | 0 | 0 |  | 1 | 1 | 1 | 2 |  | 2 | 2 |  | 2 |  | 2 |  | 1 | 1 | 1 | 100 | 4 |  | 70 | 3 | 1 | 1 | 1 | 2 | 2 | 2 | 2 | 2 | 80 | 20 | [5 empty] | 2 | 2 | 2 | 2 | 2 | 2 | 2 | 2 | 3 | 2 | 2 | 1 | 2 | 2 | 1 | 10 | 1 | 0 | 0 | 0 | 0 | 0 | 0 | 0 | 0 | 0 | 0 | 0 | 0 | 0 | 0 | 9 | 0 | 9 | 1 | 0 | 0 | 0 | 0 | 0 | 0 | 0 | 0 | 0 | 0 | 0 | 0 | 0 | 0 | 0 | 0 | 0 | 9 | 9 | 9 | 9 | 9 | 9 | 9 | 9 | 9 | 9 | 9 | 0 | 0 | 0 | 0 | 0 | 0 | 0 | 0 | 0 | 0 | 9 | 0 | 0 | 0 | 0 | 0 | 0 | 9 | 9 | 9 | 0 | 9 | 9 | 0 | 0 | 0 | 0 | 0 | 1 | 0 | 0 | 0 | 0 | 0 | 0 | 0 | 0 | 0 | 0 | 0 | 0 | 0 | 0 | 0 | 0 | 0 | 0 | 0 | 0 | 0 | 0 | 9 | 9 | 0 | 9 | 9 | 9 | 9 | 9 | 0 | 0 | 9 | 9 | 0 | 9 | 9 | 9 | 9 | 9 | 0 | 9 | 0 | 0 | 0 | 0 | 0 | 0 | 0 | 9 | 9 | 9 | 0 | 9 | 9 | 9 | 0 | 9 | 9 | 9 | 9 | 9 | 9 | 9 | 9 | 9 | 9 | 9 | 9 | 9 | 9 | 0 | 0 | 0 | 0 | 0 | 0 | 0 | 9 | 9 | 9 | 9 | 9 | 9 | 9 | 9 | 9 | 9 | 9 | 9 | 9 | 9 | 9 | 9 | 9 | 0 | 0 | 0 | 0 | 0 | 0 | 0 | 0 | 9 | 9 | 0 | 9 | 0 | 9 | 0 | 0 | 0 | 0 | 0 | 0 | 0 | 0 | 0 | 9 | 9 | 9 | 0 | 9 | 9 | 9 | 9 | 0 | 9 | 9 | 9 | 9 | 9 | 9 | 9 | 9 | 9 | 9 | 9 | 9 | 9 | 0 | 0 | 0 | 0 | 0 | 0 | 0 | 9 | 9 | 9 | 9 | 9 | 9 | 9 | 9 | 9 | 0 | 0 | 0 | 0 | 0 | 0 | 0 | 0 | 9 | 0 | 9 | 0 | 9 | 0 | 0 | 0 | 9 | 9 | 0 | 9 | 9 | 9 | 9 | 9 | 0 | 9 | 9 | 0 | 0 | 9 | 9 | 0 | 9 | 9 | 9 | 9 | 9 | 0 | 0 | 9 | 9 | 0 | 9 | 9 | 9 | 9 | 9 | 0 | 9 | 9 | 9 | 9 | 9 | 9 | 0 | 0 | 0 | 0 | 0 | 0 | 9 | 9 | 9 | 9 | 9 | 9 | 9 | 0 | 9 | 9 | 9 | 9 | 9 | 9 | 9 | 0 | 9 | 9 | 9 | 9 | 9 | 9 | 9 | 9 | 9 | 0 | 0 | 9 | 9 | 9 | 0 | 0 | 0 | 0 | 0 | 0 | 0 | 0 | 0 | 0 | 9 | 9 | 9 | 9 | 0 | 9 | 9 | 9 | 9 | 9 | 9 | 9 | 0 | 1 | 0 | 0 | 9 | 0 | 0 | 0 | 0 | 9 | 0 | 0 | 0 | 0 | 9 | 0 | 0 | 9 | 0 | 9 | 0 | 9 | 0 | 0 | 0 | 0 | 0 | 9 | 0 | 0 | 0 | 0 | 0 | 0 | 0 | 0 | 0 | 0 | 0 | 0 | 9 | 9 | 9 | 9 | 9 | 0 | 0 | 0 | 0 | 0 | 0 | 0 | 0 | 0 | 0 | 1 | 1 | 1 | 1 | 1 | 1 | 207.1317 | 205.574 | 209.0371 | 206.8956 | 206.7938 | 207.2379 | 207.0395 | 207.1317 | 207.1317 | 207.1317 | 207.1317 | 207.1317 | 207.1317 | 207.1317 | 207.1317 | 207.1317 | 207.1317 | 207.1317 | 207.1317 | 207.1317 | 207.1317 | 207.1317 | 207.1317 | 207.1317 | 207.1317 | 207.1317 | 207.1317 | 207.1317 | 207.1317 | 207.1317 | 207.1317 | 207.1317 | 207.1317 | 207.4765 | 207.5977 | 209.7192 | 206.4299 | 206.9914 | 207.9606 | 211.6538 | 207.1317 | 207.1317 | 207.1317 | 207.1317 | 207.1317 | 207.1317 | 207.1317 | 207.1317 | 207.1317 | 207.1317 | 207.1317 | 207.1317 | 207.1317 | 207.1317 | 207.0416 | 207.0416 | 310.0317 | 0 | 206.0723 | 209.72 | 207.1317 | 207.1317 | 207.1317 | 207.1317 | 207.1317 | 207.1317 | 207.1317 | 207.1317 | 210.7262 | 204.8572 | 207.0046 | 207.7217 | 207.3709 | 207.1317 | 207.1317 | 207.1317 | 207.1317 | 207.1317 | 207.1317 | 207.1317 | 207.1317 | 207.1317 | 207.1317 | 207.1317 | 207.1317 | 207.1317 | 207.1317 | 207.1317 | 207.1317 | 207.1317 | 207.9227 | 205.9437 | 207.1317 | 207.1317 | 207.2606 | 207.1317 | 207.1317 | 207.1317 | 207.1317 | 207.4251 | 207.1317 | 207.1317 | 207.1317 | 207.1317 | 206.5529 | 207.1317 | 207.1317 | 207.1317 | 207.1317 | 207.1317 | 207.1317 | 207.1317 | 207.1317 | 207.1317 | 207.1317 | 207.1317 | 207.1317 | 207.1317 | 207.1317 | 207.1317 | 207.1317 | 207.1317 | 207.1317 | 207.1317 | 207.1317 | 207.1317 | 207.1317 | 207.1317 | 207.1317 | 207.1317 | 207.1317 | 207.1317 | 207.1317 | 207.1317 | 207.1317 | 207.1317 | 207.1317 | 207.1317 | 207.1317 | 207.1317 | 207.1317 | 207.1317 | 207.1317 | 207.1317 | 207.1317 | 207.1317 | 207.1317 | 207.1317 | 207.1317 | 207.1317 | 207.1317 | 207.1317 | 207.1317 | 207.1317 | 207.1317 | 207.1317 | 207.1317 | 207.1317 | 207.1317 | 207.1317 | 207.1317 | 207.1317 | 207.1317 | 207.1317 | 207.1317 | 207.1317 | 207.1317 | 207.1317 | 207.1317 | 207.1317 | 207.1317 | 207.1317 | 207.1317 | 207.1317 | 207.1317 | 207.1317 | 207.1317 | 207.1317 | 207.1317 | 207.1317 | 207.1317 | 207.1317 | 207.1317 | 207.1317 | 207.1317 | 207.1317 | 207.1317 | 207.1317 | 207.1317 | 207.1317 | 207.1317 | 207.1317 | 207.1317 | 207.1317 | 207.1317 | 207.1317 | 207.1317 | 207.1317 | 2800 | 2151 | 1 | 3461933 | 77485 | 650587 | 2219803 | 54781 | 1572 | 161130 | 2065 |  |  |  | 1 | 1 | 2 | 2 | 2 | 1 | 2 | 2 | 1081 | 1081000 | 20639 | 2 | 3 | 0 | 0 | 2 | 3 | 9 | 9 | 2 | 3 | 1060271 | 0 | 123846 | 20729 | 912588 | 0 | 512511 | 15508 | 171757 | 644723 | 0 | 0 | 123846 | 0 | 912588 | 0 | 512511 | 15508 | 171757 | 483593 | 0 | 0 | 0 | 0 | 161130 | [5 empty] | 1060271 | 0 | 20729 | 0 | 0 | 2
2848 | 1 | 2 | 4 | 1 | 215000 | 8 | 3 | 1 | 2 | 1 | 2 | 3 | 1 |  | 14 | 0 | 11 | 2 | 1 | 4 | 2 |  | 1994 | 7 |  | 2 | 2 | 2 | 2 | 2 | 2 | 2 | 2 | 2 | 2 | 2 | 2 | 2 | 2 | 2 | 2 | 1 | [6 empty] | 8 | [13 empty] | 1 | 2 | 1 |  | 1 | 1 | 2 | 1 | 1 | 2 | 2 |  | 6 | 1 | 2 | 1 | 1 | 1 |  |  |  | 12 |  |  | 1 | 1 | 1 | 168 | 7 | 250 | 8 | 1 | 2 | 1 | 1 | 2 | 2 | 2 | 2 |  | 1 | 2 | 2 |  | 2 | 1 | 2 | 1 | 2 | 2 | 2 | 2 | 2 |  |  |  | 1 | [5 empty] | 2 |  |  |  | 2 | [5 empty] | 100 |  | 2 | 2 | 2 | 1 | 2 | 2 | 2 |  |  |  | 100 |  |  |  | 4 | [14 empty] | 2 | 2 | 2 | 2 | 1 | 2 | 2 | [20 empty] | 1 | 2 | 2 | 2 | 2 | 2 | 2 |  |  |  | 2 |  | 1 |  | 90 | 2 | 2 | 2 | 1 | 2 | 2 | 2 | 2 |  |  |  | 100 |  |  |  |  | 4 | [13 empty] | 1 | 2 | 2 | 2 | 2 | 2 | 2 | [9 empty] | 1 | 2 | 2 | 2 | 2 | 2 | 1 | 2 |  | 2 |  | 1 | 1 | 1 | 2 |  |  |  | 1 | [5 empty] | 1 |  |  | 2 |  |  |  | 2 | [5 empty] | 2 |  |  |  | 2 | [23 empty] | 2 |  | 2 |  |  |  |  | 2 | 1 | 2 | 2 | [8 empty] | 2 | 2 | [7 empty] | 1 | [9 empty] | 1 | 2 |  |  |  | 1 | 1 | 1 | 2 | 2 | 2 | 2 | 1 | 2 | 2 | 4 |  |  |  |  | 14 | [6 empty] | 1 | 100 | 6 | 2 |  | 2 | 50 | 5 | 10 | 2 | 2 | 0 | 0 | 2 |  | 2 | 2 |  | 1 | 2 | 2 |  | 1 | 12 | 1 | 90 | 4 | 1 | 50 | 2 | 1 | 1 | 1 | 1 | 1 | 1 | 1 | 2 | 95 | 1 | 1 | 1 | 1 | 1 |  | 2 | 2 | 2 | 2 | 2 | 2 | 2 | 2 | 1 | 2 | 2 | 1 | 2 | 1 | 1 | 10 | 0 | 0 | 0 | 0 | 0 | 0 | 0 | 0 | 0 | 9 | 0 | 1 | 0 | 1 | 0 | 0 | 0 | 9 | 0 | 0 | 1 | 1 | 1 | 1 | 1 | 1 | 1 | 1 | 1 | 1 | 1 | 1 | 1 | 1 | 1 | 1 | 9 | 9 | 9 | 9 | 9 | 9 | 9 | 9 | 9 | 9 | 9 | 0 | 0 | 0 | 0 | 0 | 0 | 0 | 0 | 0 | 0 | 9 | 0 | 0 | 0 | 0 | 0 | 0 | 9 | 9 | 9 | 0 | 9 | 9 | 0 | 0 | 0 | 0 | 0 | 0 | 0 | 0 | 0 | 0 | 0 | 0 | 0 | 1 | 1 | 0 | 0 | 0 | 0 | 0 | 0 | 0 | 0 | 0 | 0 | 0 | 0 | 9 | 9 | 9 | 0 | 9 | 9 | 9 | 9 | 9 | 0 | 9 | 9 | 9 | 0 | 9 | 9 | 9 | 9 | 9 | 0 | 9 | 0 | 0 | 0 | 0 | 0 | 0 | 0 | 9 | 9 | 9 | 0 | 9 | 9 | 9 | 0 | 9 | 9 | 9 | 9 | 9 | 9 | 9 | 9 | 9 | 9 | 9 | 9 | 9 | 9 | 0 | 0 | 0 | 0 | 0 | 0 | 0 | 9 | 9 | 9 | 9 | 9 | 9 | 9 | 9 | 9 | 9 | 9 | 9 | 9 | 9 | 9 | 9 | 9 | 0 | 0 | 0 | 0 | 0 | 0 | 0 | 9 | 9 | 9 | 0 | 9 | 0 | 9 | 0 | 0 | 0 | 0 | 0 | 0 | 0 | 0 | 0 | 9 | 9 | 9 | 0 | 9 | 9 | 9 | 9 | 0 | 9 | 9 | 9 | 9 | 9 | 9 | 9 | 9 | 9 | 9 | 9 | 9 | 9 | 0 | 0 | 0 | 0 | 0 | 0 | 0 | 9 | 9 | 9 | 9 | 9 | 9 | 9 | 9 | 9 | 0 | 0 | 0 | 0 | 0 | 0 | 0 | 0 | 9 | 0 | 9 | 0 | 0 | 0 | 0 | 9 | 9 | 9 | 0 | 9 | 9 | 9 | 9 | 9 | 0 | 9 | 9 | 0 | 9 | 9 | 9 | 0 | 9 | 9 | 9 | 9 | 9 | 0 | 9 | 9 | 9 | 0 | 9 | 9 | 9 | 9 | 9 | 9 | 9 | 9 | 9 | 9 | 9 | 9 | 9 | 9 | 9 | 9 | 9 | 9 | 9 | 9 | 9 | 9 | 9 | 9 | 9 | 0 | 9 | 9 | 9 | 9 | 9 | 9 | 9 | 0 | 9 | 9 | 9 | 9 | 9 | 9 | 9 | 9 | 9 | 0 | 0 | 9 | 9 | 9 | 0 | 0 | 0 | 0 | 0 | 0 | 0 | 0 | 0 | 0 | 1 | 9 | 9 | 9 | 9 | 0 | 9 | 9 | 9 | 9 | 9 | 9 | 0 | 1 | 1 | 1 | 9 | 0 | 1 | 1 | 1 | 1 | 1 | 1 | 1 | 0 | 9 | 0 | 0 | 9 | 0 | 0 | 0 | 9 | 0 | 1 | 0 | 0 | 0 | 0 | 0 | 0 | 0 | 0 | 0 | 0 | 0 | 0 | 0 | 0 | 0 | 0 | 0 | 0 | 0 | 0 | 9 | 0 | 0 | 0 | 0 | 0 | 0 | 0 | 0 | 0 | 0 | 1 | 1 | 1 | 1 | 1 | 1 | 9.0929 | 9.0887 | 9.0947 | 9.0688 | 9.098 | 9.1058 | 9.0887 | 9.0619 | 9.0915 | 9.0981 | 9.1133 | 9.0976 | 9.1156 | 9.1081 | 9.0894 | 9.1025 | 9.0679 | 9.0587 | 9.1067 | 9.089 | 9.0877 | 9.1197 | 9.093 | 9.1296 | 9.1001 | 9.0861 | 9.1079 | 9.0901 | 9.0984 | 9.0905 | 9.1018 | 9.1498 | 9.0302 | 9.0906 | 9.1036 | 9.0907 | 9.1 | 9.0906 | 9.1106 | 9.1125 | 9.1215 | 9.089 | 9.0564 | 9.1196 | 9.0709 | 9.0572 | 9.1122 | 9.1164 | 9.1063 | 9.0508 | 9.0676 | 9.0998 | 9.0652 | 9.066 | 9.066 | 9.1117 | 9.1009 | 9.0527 | 9.1065 | 9.0875 | 9.0947 | 9.0795 | 9.0823 | 9.1001 | 9.0777 | 9.1125 | 9.0919 | 9.0836 | 9.118 | 9.102 | 9.0884 | 9.1047 | 9.0524 | 9.0783 | 9.1385 | 9.0929 | 9.1108 | 9.0926 | 9.1202 | 9.0929 | 9.0929 | 9.0929 | 9.0929 | 9.0929 | 9.0929 | 9.0929 | 9.0929 | 9.0929 | 9.0935 | 9.0929 | 9.0929 | 9.0929 | 9.0929 | 9.0929 | 9.0929 | 9.0929 | 9.0929 | 9.0929 | 9.0929 | 9.0929 | 9.0929 | 9.0929 | 9.0929 | 9.0929 | 9.0929 | 9.0929 | 9.0929 | 9.0929 | 9.0929 | 9.0929 | 9.0929 | 9.0929 | 9.0929 | 9.0929 | 9.0929 | 9.0929 | 9.1276 | 9.0914 | 9.0929 | 9.0894 | 9.0845 | 9.0929 | 9.125 | 9.0929 | 9.0829 | 9.0753 | 9.1064 | 9.1187 | 9.0845 | 9.0929 | 9.1223 | 9.0819 | 9.0669 | 9.1089 | 9.0641 | 9.0812 | 9.137 | 9.0914 | 9.0845 | 9.089 | 9.0492 | 9.0929 | 9.0499 | 9.0877 | 9.0929 | 9.0929 | 9.0916 | 9.0929 | 9.0929 | 9.0936 | 9.0949 | 9.0929 | 9.091 | 9.0889 | 9.0929 | 9.0929 | 9.0929 | 9.0929 | 18.1702 | 9.0929 | 9.0929 | 9.0929 | 9.0842 | 9.0965 | 9.09 | 9.0829 | 9.0929 | 9.0894 | 9.0949 | 9.0918 | 9.0929 | 9.101 | 9.1022 | 9.0929 | 9.0855 | 9.1023 | 9.0409 | 9.0929 | 9.0958 | 9.0795 | 9.0918 | 9.0784 | 9.0872 | 9.0778 | 9.0772 | 9.0906 | 9.0912 | 9.0854 | 9.0964 | 9.0792 | 9.0858 | 9.0802 | 9.083 | 9.0911 | 9.0929 | 9.0929 | 9.0929 | 9.0929 | 3806 | 1584 | 1 | 40512533 | 938805 | 6252501 | 21333533 | 571202 | [6 empty] | 1 | 1 | 2 | 2 | 2 | 1 | 2 | 2 | 19179 | 19179000 | 367603 | 2 | 3 | 2 | 3 | 9 | 9 | 9 | 9 | 2 | 3 | 18597664 | 0 | 4096515 | 581336 | 8867391 | 0 | 309376 | 158205 | 751602 | 7150444 | 0 | 0 | 4096515 | 0 | 8867391 | 0 | 309376 | 158205 | 751602 | 7150444 | [10 empty] | 18597664 | 0 | 581336 | 0 | 0 | 2
3518 | 2 | 3 | 4 | 1 | 72000 | 6 | 1 | 6 | 2 | 1 | 2 | 3 | 2 | 3 | 2 | 1 | 9 | 2 | 1 | 1 | 2 |  | 2008 | 10 | [17 empty] | 2 | 11 | 28 |  | 30 | 70 |  | 8 |  |  | 1 | 1 | 1 | [8 empty] | 2 | [9 empty] | 2 |  | 2 | 1 | 2 | 1 | 1 | 1 |  |  |  | 12 |  |  | 2 | 1 | 2 | 70 | 5 | 50 | 6 | 1 | 1 | 1 | 1 | 2 | 2 | 1 | 1 |  | 1 | 1 | 1 | 2 | 1 | 2 | 2 | 2 | 2 | 2 | 2 | 2 | 2 | 1 | 2 | 2 | [6 empty] | 1 | 2 | 2 | 2 | [6 empty] | 100 |  | 2 | 1 | 2 | 2 | 2 | 2 | 2 |  | 100 | [5 empty] | 2 |  | 1 | 1 | 2 | 1 | 2 | 1 | [34 empty] | 1 | 2 | 2 | 2 | 2 | 2 | 1 | 2 | 2 | 2 |  |  |  |  | 30 | 2 | 1 | 2 | 2 | 2 | 2 | 2 | 2 |  | 100 | [6 empty] | 2 |  | 1 | [27 empty] | 1 | 2 | 2 | 2 | 2 | 2 | 2 | 1 | 2 | 1 | 2 | 1 | 1 | 1 | 1 | 1 | 2 | 2 | [6 empty] | 3 |  |  | 2 | 2 | 2 | 2 | [6 empty] | 2 | 2 | 2 | 2 | [6 empty] | 2 | 1 | 2 |  |  |  |  | 2 | 2 | 2 | 2 | 2 | 1 |  |  | 2 | 2 | 1 | [7 empty] | 1 | 2 | 2 | 2 |  | 2 | 1 | 2 |  |  |  |  | 2 | 2 | [7 empty] | 2 | [9 empty] | 1 | 1 |  |  |  | 2 | 1 | 1 | 1 | 2 | 2 | 2 | 1 | 2 | 2 | 3 | 4 |  |  |  | 2 | [6 empty] | 1 | 23 | 4 | 1 | 2 | 1 | 45 | 4 | 23 | 2 | 1 | 20 | 4 | 1 | 1 | 2 | 2 |  | 1 | 2 | 2 |  | 1 | 3 | 1 | 90 | 4 |  | 10 | 1 | 1 | 1 | 1 | 1 | 1 | 2 | 2 | 2 | 80 | 2 | 1 | 18 |  |  |  |  | 2 | 1 | 2 | 2 | 2 | 2 | 2 | 1 | 1 | 2 | 1 | 1 | 1 | 1 | 0 | 0 | 0 | 0 | 0 | 0 | 0 | 0 | 0 | 0 | 0 | 0 | 0 | 0 | 0 | 0 | 0 | 0 | 9 | 0 | 0 | 9 | 9 | 9 | 9 | 9 | 9 | 9 | 9 | 9 | 9 | 9 | 9 | 9 | 9 | 9 | 9 | 9 | 0 | 0 | 0 | 9 | 9 | 9 | 9 | 9 | 9 | 9 | 0 | 9 | 9 | 9 | 9 | 9 | 9 | 9 | 9 | 0 | 9 | 0 | 0 | 0 | 0 | 0 | 0 | 9 | 9 | 9 | 0 | 9 | 9 | 0 | 0 | 0 | 0 | 0 | 0 | 0 | 0 | 0 | 0 | 0 | 0 | 0 | 0 | 0 | 0 | 0 | 0 | 0 | 0 | 0 | 0 | 0 | 0 | 0 | 0 | 0 | 0 | 0 | 0 | 9 | 9 | 9 | 9 | 9 | 9 | 0 | 0 | 0 | 0 | 9 | 9 | 9 | 9 | 9 | 9 | 0 | 9 | 0 | 0 | 0 | 0 | 0 | 0 | 0 | 9 | 0 | 9 | 9 | 9 | 9 | 9 | 0 | 9 | 0 | 0 | 0 | 0 | 0 | 0 | 9 | 9 | 9 | 9 | 9 | 9 | 9 | 9 | 9 | 9 | 9 | 9 | 9 | 9 | 9 | 9 | 9 | 9 | 9 | 9 | 9 | 9 | 9 | 9 | 9 | 9 | 9 | 9 | 9 | 9 | 9 | 0 | 0 | 0 | 0 | 0 | 0 | 0 | 0 | 0 | 0 | 9 | 9 | 9 | 9 | 0 | 0 | 0 | 0 | 0 | 0 | 0 | 0 | 0 | 9 | 0 | 9 | 9 | 9 | 9 | 9 | 9 | 0 | 9 | 0 | 9 | 9 | 9 | 9 | 9 | 9 | 9 | 9 | 9 | 9 | 9 | 9 | 9 | 9 | 9 | 9 | 9 | 9 | 9 | 9 | 9 | 9 | 9 | 9 | 9 | 9 | 9 | 0 | 0 | 0 | 0 | 0 | 0 | 0 | 0 | 0 | 0 | 0 | 0 | 0 | 0 | 0 | 0 | 0 | 0 | 9 | 9 | 9 | 9 | 9 | 9 | 0 | 9 | 9 | 0 | 0 | 0 | 0 | 9 | 9 | 9 | 9 | 9 | 9 | 0 | 0 | 0 | 0 | 9 | 9 | 9 | 9 | 9 | 9 | 0 | 0 | 0 | 9 | 9 | 9 | 9 | 0 | 0 | 0 | 0 | 0 | 0 | 9 | 9 | 0 | 9 | 9 | 9 | 9 | 0 | 9 | 9 | 9 | 9 | 9 | 9 | 9 | 0 | 9 | 9 | 9 | 9 | 9 | 9 | 9 | 9 | 9 | 0 | 0 | 9 | 9 | 9 | 0 | 0 | 0 | 0 | 0 | 0 | 0 | 0 | 0 | 0 | 0 | 0 | 9 | 9 | 9 | 0 | 9 | 9 | 9 | 9 | 9 | 9 | 0 | 0 | 0 | 0 | 0 | 0 | 0 | 0 | 0 | 0 | 0 | 1 | 0 | 0 | 0 | 0 | 0 | 9 | 0 | 0 | 0 | 9 | 0 | 0 | 0 | 0 | 0 | 9 | 0 | 0 | 0 | 0 | 0 | 0 | 0 | 0 | 0 | 0 | 0 | 0 | 0 | 0 | 9 | 9 | 9 | 9 | 0 | 0 | 0 | 0 | 0 | 0 | 0 | 0 | 0 | 0 | 0 | 0 | 0 | 0 | 0 | 657.7109 | 657.7109 | 657.7109 | 657.7109 | 657.7109 | 657.7109 | 657.7109 | 657.7109 | 657.7109 | 657.7109 | 657.7109 | 657.7109 | 657.7109 | 657.7109 | 657.7109 | 657.7109 | 657.7109 | 657.7109 | 657.7109 | 657.7109 | 657.7109 | 658.0222 | 657.0721 | 654.7518 | 659.1683 | 654.1915 | 658.4203 | 656.9341 | 656.9341 | 0 | 990.9615 | 655.9778 | 655.9778 | 657.7109 | 657.7109 | 657.7109 | 657.7109 | 657.7109 | 657.7109 | 657.7109 | 657.7109 | 657.7109 | 657.7109 | 657.7109 | 657.7109 | 657.7109 | 657.7109 | 657.7109 | 657.7109 | 657.7109 | 656.329 | 666.2154 | 661.3837 | 654.0433 | 657.7109 | 657.7109 | 657.7109 | 657.7109 | 657.1644 | 658.1832 | 654.6874 | 659.1807 | 653.8924 | 656.4591 | 665.3722 | 653.6955 | 657.3887 | 658.6801 | 657.7109 | 657.7109 | 657.7109 | 657.7109 | 657.7109 | 657.7109 | 657.7109 | 657.7109 | 657.7109 | 657.7109 | 657.7109 | 657.7109 | 657.7109 | 656.1533 | 659.6967 | 657.7109 | 661.952 | 658.4296 | 657.7109 | 657.7109 | 657.7109 | 657.7109 | 657.7109 | 657.7109 | 657.7109 | 657.7109 | 657.7109 | 656.3894 | 659.386 | 657.7109 | 664.3767 | 657.7109 | 657.6739 | 657.7109 | 657.7109 | 660.7167 | 657.7109 | 657.7109 | 660.7416 | 657.7109 | 657.7109 | 657.7109 | 660.2997 | 657.7109 | 657.7109 | 657.7109 | 657.7109 | 657.7109 | 657.7109 | 657.7109 | 657.7109 | 657.7109 | 657.7109 | 657.7109 | 657.7109 | 657.7109 | 657.7109 | 657.7109 | 657.7109 | 657.7109 | 657.7109 | 657.7109 | 657.7109 | 657.7109 | 657.7109 | 657.7109 | 657.7109 | 657.7109 | 657.7109 | 657.7109 | 657.7109 | 657.7109 | 657.7109 | 657.7109 | 657.7109 | 657.7109 | 657.7109 | 657.7109 | 657.7109 | 657.7109 | 657.7109 | 657.7109 | 657.7109 | 657.7109 | 657.7109 | 657.7109 | 657.7109 | 657.7109 | 657.7109 | 657.7109 | 657.7109 | 657.7109 | 657.7109 | 657.7109 | 657.7109 | 657.7109 | 657.7109 | 657.7109 | 657.7109 | 657.7109 | 657.7109 | 657.7109 | 657.7109 | 657.7109 | 657.7109 | 657.7109 | 657.7109 | 657.7109 | 657.7109 | 657.7109 | 657.7109 | 657.7109 | 657.7109 | 657.7109 | 657.7109 | 657.7109 | 657.7109 | 657.7109 | 657.7109 | 657.7109 | 657.7109 | 657.7109 | 657.7109 | 657.7109 | 657.7109 | 657.7109 | 657.7109 | 657.7109 | 657.7109 | 657.7109 | 4956 | 825 | 1 | 18544714 | 207391 | 1910612 | 6519008 | 159461 | 117218 | 12014845 | 47609 | 79 | 10861 | 321 | 2 | [10 empty] | 0 | 0 | 0 | 0 | 0 | 0 | 0 | 0 | 9 | 9 | 12823282 | 807995 | 677342 | 71740 | 1329908 | 0 | 81311 | 163955 | 756723 | 1832458 | 875172 | 807995 | 677342 | 5005 | 1329908 | 0 | 81311 | 163955 | 756723 | 1821597 | 11948110 | 0 | 66735 | 0 | 0 | 0 | 0 | 0 | 0 | 10861 | [5 empty] | 1
3587 | 1 | 1 | 4 | 1 | 335000 | 8 | 2 | 7 | 1 | 1 | 11 | 4 | 1 |  | 8 | 0 | 9 | 2 | 1 | 9 | 2 |  | 1973 | 5 |  | 1 | 1 | 2 | 1 | 1 | 1 | 2 | 2 | 1 | 1 | 2 | 2 | 2 | 1 | 2 | 2 | 1 | [6 empty] | 8 | [13 empty] | 2 | [9 empty] | 2 |  | 5 | 1 | 2 | 1 | 1 | 1 |  |  |  | 12 |  |  | 1 | 1 | 1 | 168 | 7 | 1000 | 10 | 1 | 2 | 1 | 1 | 1 | 2 | 1 | 1 |  | 1 | 1 | 1 | 2 | 2 | 2 | 2 | 2 | 2 | 2 | 2 | 2 | 2 | 1 | 2 | [7 empty] | 2 | 2 | 2 | [7 empty] | 100 |  | 2 | 2 | 1 | 2 | 2 | 2 | 2 |  |  | 100 |  |  |  |  | 3 | 1 | [6 empty] | 2 | 2 | 2 | 2 | 2 | 1 | 2 | [27 empty] | 2 | 1 | 1 | 1 | 1 | 2 | 1 | 2 | 2 | [5 empty] | 100 | 2 | 2 | 1 | 2 | 2 | 2 | 2 | 2 |  |  | 100 | [5 empty] | 3 | 1 |  | 2 | 1 | 2 |  | 1 | 1 | 2 | 2 | 2 | 1 | 1 | [16 empty] | 2 | 1 | 1 | 1 | 1 | 2 | 1 | 1 | 1 | 1 | 1 | 1 | 2 | 1 | 2 | 1 | 2 | [7 empty] | 2 |  |  | 1 | 1 | 2 | [7 empty] | 2 | 2 | 2 | [7 empty] | 2 | 1 | [5 empty] | 2 | 2 | 2 | 2 | 2 | 1 |  |  | 2 | 2 | [8 empty] | 1 | 2 | 2 | 2 |  | 2 | [6 empty] | 1 | 1 | 2 | 2 | 1 | 2 | 2 | 2 | 2 | 2 | [9 empty] | 1 | 1 |  |  |  | 1 | 1 | 1 | 1 | 2 | 2 | 2 | 1 | 1 | 2 | 25 | 15 |  |  |  | 2 | 1 | [5 empty] | 1 | 1000 | 9 | 2 |  | 1 | 277 | 7 | 75 | 4 | 1 | 15 | 3 | 1 | 3 | 1 | 1 |  | 1 | 15 | 1 | 2 | 2 |  | 1 | 80 | 4 | 1 | 10 | 1 | 1 | 1 | 1 | 1 | 1 | 2 | 1 | 2 | 83 | 10 | 15 | 1 |  | 1 |  | 1 | 1 | 1 | 2 | 2 | 2 | 2 | 2 | 3 | 2 | 1 | 1 | 1 | 2 | 2 | 20 | 1 | 0 | 0 | 0 | 0 | 0 | 0 | 0 | 0 | 9 | 0 | 0 | 0 | 0 | 0 | 0 | 0 | 9 | 0 | 0 | 0 | 0 | 0 | 0 | 0 | 0 | 0 | 0 | 0 | 0 | 0 | 0 | 0 | 0 | 0 | 0 | 9 | 9 | 9 | 9 | 9 | 9 | 9 | 9 | 9 | 9 | 9 | 0 | 9 | 9 | 9 | 9 | 9 | 9 | 9 | 9 | 0 | 9 | 0 | 0 | 0 | 0 | 0 | 0 | 9 | 9 | 9 | 0 | 9 | 9 | 0 | 0 | 0 | 0 | 0 | 0 | 0 | 0 | 0 | 0 | 0 | 0 | 0 | 0 | 0 | 0 | 0 | 0 | 0 | 0 | 0 | 0 | 0 | 0 | 0 | 0 | 0 | 0 | 0 | 9 | 9 | 9 | 9 | 9 | 9 | 9 | 0 | 0 | 0 | 9 | 9 | 9 | 9 | 9 | 9 | 9 | 0 | 9 | 0 | 0 | 0 | 0 | 0 | 0 | 0 | 9 | 9 | 0 | 9 | 9 | 9 | 9 | 0 | 0 | 9 | 9 | 9 | 9 | 9 | 9 | 0 | 0 | 0 | 0 | 0 | 0 | 0 | 9 | 9 | 9 | 9 | 9 | 9 | 9 | 9 | 9 | 9 | 9 | 9 | 9 | 9 | 9 | 9 | 9 | 9 | 9 | 9 | 9 | 9 | 9 | 9 | 0 | 0 | 0 | 0 | 0 | 0 | 0 | 0 | 0 | 9 | 9 | 9 | 9 | 9 | 0 | 0 | 0 | 0 | 0 | 0 | 0 | 0 | 0 | 9 | 9 | 0 | 9 | 9 | 9 | 9 | 9 | 0 | 0 | 9 | 0 | 0 | 0 | 9 | 0 | 0 | 0 | 0 | 0 | 0 | 0 | 9 | 9 | 9 | 9 | 9 | 9 | 9 | 9 | 9 | 9 | 9 | 9 | 9 | 9 | 9 | 9 | 0 | 0 | 0 | 0 | 0 | 0 | 0 | 0 | 0 | 0 | 0 | 0 | 0 | 0 | 0 | 0 | 0 | 9 | 9 | 9 | 9 | 9 | 9 | 9 | 0 | 9 | 9 | 0 | 0 | 0 | 9 | 9 | 9 | 9 | 9 | 9 | 9 | 0 | 0 | 0 | 9 | 9 | 9 | 9 | 9 | 9 | 9 | 0 | 0 | 9 | 9 | 9 | 9 | 9 | 0 | 0 | 0 | 0 | 0 | 0 | 9 | 9 | 9 | 9 | 9 | 9 | 9 | 0 | 0 | 0 | 0 | 0 | 0 | 0 | 0 | 0 | 9 | 9 | 9 | 9 | 9 | 9 | 9 | 9 | 9 | 0 | 0 | 9 | 9 | 9 | 0 | 0 | 0 | 0 | 0 | 0 | 0 | 0 | 0 | 0 | 0 | 0 | 9 | 9 | 9 | 0 | 0 | 9 | 9 | 9 | 9 | 9 | 0 | 1 | 0 | 0 | 9 | 0 | 1 | 0 | 0 | 0 | 0 | 1 | 0 | 0 | 0 | 0 | 0 | 9 | 0 | 0 | 0 | 0 | 0 | 9 | 0 | 0 | 0 | 0 | 0 | 0 | 0 | 0 | 0 | 0 | 0 | 0 | 0 | 0 | 0 | 0 | 0 | 0 | 9 | 0 | 9 | 0 | 0 | 0 | 0 | 0 | 0 | 0 | 0 | 0 | 0 | 0 | 0 | 0 | 0 | 0 | 0 | 9.0929 | 9.0887 | 9.0947 | 9.0688 | 9.098 | 9.1058 | 9.0887 | 9.0619 | 9.0915 | 9.0981 | 9.1133 | 9.0976 | 9.1156 | 9.1081 | 9.0894 | 9.1025 | 9.0679 | 9.0587 | 9.1067 | 9.089 | 9.0877 | 9.1197 | 9.093 | 9.1296 | 9.1001 | 9.0861 | 9.1079 | 9.0901 | 9.0984 | 9.0905 | 9.1018 | 9.1498 | 9.0302 | 9.0906 | 9.1036 | 9.0907 | 9.1 | 9.0906 | 9.1106 | 9.1125 | 9.1215 | 9.089 | 9.0564 | 9.1196 | 9.0709 | 9.0572 | 9.1122 | 9.1164 | 9.1063 | 9.0508 | 9.0676 | 9.0998 | 9.0652 | 9.066 | 9.066 | 9.1117 | 9.1009 | 9.0527 | 9.1065 | 9.0875 | 9.0947 | 9.0795 | 9.0823 | 9.1001 | 9.0777 | 9.1125 | 9.0919 | 9.0836 | 9.118 | 9.102 | 9.0884 | 9.1047 | 9.0524 | 9.0783 | 9.1385 | 9.0929 | 9.1108 | 9.0926 | 9.1202 | 9.0929 | 9.0929 | 9.0929 | 9.0929 | 9.0929 | 9.0929 | 9.0929 | 9.0929 | 9.0929 | 9.0935 | 9.0929 | 9.0929 | 9.0929 | 9.0929 | 9.0929 | 9.0929 | 9.0929 | 9.0929 | 9.0929 | 9.0929 | 9.0929 | 9.0929 | 9.0929 | 9.0929 | 9.0929 | 9.0929 | 9.0929 | 9.0929 | 9.0929 | 9.0929 | 9.0929 | 9.0929 | 9.0929 | 9.0929 | 9.0929 | 9.0929 | 9.0929 | 9.1276 | 9.0914 | 9.0929 | 9.0894 | 9.0845 | 9.0929 | 9.125 | 9.0929 | 9.0829 | 9.0753 | 9.1064 | 9.1187 | 9.0845 | 9.0929 | 9.1223 | 18.1637 | 9.0669 | 9.1089 | 9.0641 | 9.0812 | 9.137 | 9.0914 | 9.0845 | 9.089 | 9.0492 | 9.0929 | 9.0499 | 9.0877 | 9.0929 | 9.0929 | 9.0916 | 9.0929 | 9.0929 | 9.0936 | 9.0949 | 9.0929 | 9.091 | 9.0889 | 9.0929 | 9.0929 | 9.0929 | 9.0929 | 9.0851 | 9.0929 | 9.0929 | 9.0929 | 9.0842 | 9.0965 | 9.09 | 9.0829 | 9.0929 | 9.0894 | 9.0949 | 9.0918 | 9.0929 | 9.101 | 9.1022 | 9.0929 | 9.0855 | 9.1023 | 9.0409 | 9.0929 | 9.0958 | 9.0795 | 9.0918 | 9.0784 | 9.0872 | 9.0778 | 9.0772 | 9.0906 | 9.0912 | 9.0854 | 9.0964 | 9.0792 | 9.0858 | 9.0802 | 9.083 | 9.0911 | 9.0929 | 9.0929 | 9.0929 | 9.0929 | 5084 | 871 | 1 | 99436033 | 2330226 | 19514721 | 66584228 | 1918290 | 312340 | 32014850 | 391186 | 6088 | 836955 | 20750 | 2 | [10 empty] | 2 | 3 | 0 | 0 | 0 | 3 | 2 | 3 | 9 | 9 | 29099688 | 25246167 | 4843213 | 1309856 | 6540176 | 4036331 | 365540 | 485489 | 10253710 | 17255863 | 0 | 25246167 | 4843213 | 0 | 6540176 | 2431025 | 365540 | 485489 | 10253710 | 16418908 | 29099688 | 0 | 1309856 | 1605306 | 0 | 0 | 0 | 0 | 0 | 836955 | [5 empty] | 1
3833 | 3 | 5 | 4 | 1 | 12000 | 4 | 3 | 7 | 2 | 1 | 2 | 1 | 2 | 1 | 2 | 0 | 11 | 2 | 2 |  | 2 |  | 2008 | 10 | [17 empty] | 1 | [6 empty] | 8 | [13 empty] | 2 | [9 empty] | 2 |  | 3 | 1 | 2 | 2 | 2 |  |  | 2 | 2 | 12 |  |  | 2 | 1 | 2 | 46 | 3 | 9 | 3 | 1 | 2 | 1 | 1 | 2 | 2 | 1 | 1 |  | 1 | 2 | 2 |  | 2 | 2 | 2 | 2 | 2 | 2 | 2 | 2 | 1 | [9 empty] | 2 | [9 empty] | 100 |  | 2 | 1 | 2 | 2 | 2 | 2 | 2 |  | 100 | [5 empty] | 2 |  | 1 | 1 | 2 | 2 | 2 | 2 | [34 empty] | 2 | 1 | 2 | 2 | 2 | 2 | 1 | [7 empty] | 100 | 1 | 2 | 2 | 2 | 2 | 2 | 2 | 2 | 100 | [7 empty] | 1 | [29 empty] | 2 | 1 | 2 | 2 | 2 | 2 | 2 | 2 |  | 2 |  | 2 |  | 1 | 1 | [9 empty] | 1 |  |  | 2 | [9 empty] | 2 | [16 empty] | 2 | 2 | 2 | 2 | 2 | 1 | [12 empty] | 1 | 2 | 2 | 2 | [8 empty] | 2 | 2 | [7 empty] | 2 | [9 empty] | 2 | 1 |  |  |  | 2 | 1 | 1 | 1 | 2 | 2 | 2 | 2 | 2 | 2 | 1 | 1 | [10 empty] | 1 | 8 | 2 | 2 |  | 1 | 8 | 2 | 4 | 2 | 2 | 0 | 0 | 2 |  | 2 | 2 |  | 1 | 3 | 2 |  | 1 | 1 | 1 | 100 | 4 |  | 0 | 5 | 1 | 1 | 2 | 2 | 2 | 2 | 2 | 2 | 100 | [7 empty] | 2 | 1 | 2 | 2 | 2 | 2 | 2 | 1 | 2 | 2 | 2 | 2 | 2 | 2 | 10 | 0 | 0 | 0 | 0 | 0 | 0 | 0 | 0 | 0 | 0 | 0 | 0 | 1 | 0 | 0 | 9 | 0 | 9 | 0 | 0 | 9 | 9 | 9 | 9 | 9 | 9 | 9 | 9 | 9 | 9 | 9 | 9 | 9 | 9 | 9 | 9 | 9 | 9 | 9 | 9 | 9 | 9 | 9 | 9 | 9 | 9 | 9 | 0 | 9 | 9 | 9 | 9 | 9 | 9 | 9 | 9 | 0 | 9 | 0 | 0 | 0 | 0 | 0 | 9 | 9 | 0 | 0 | 0 | 9 | 9 | 0 | 0 | 0 | 0 | 0 | 0 | 0 | 0 | 0 | 0 | 0 | 0 | 0 | 0 | 0 | 0 | 0 | 0 | 0 | 0 | 0 | 0 | 0 | 0 | 0 | 0 | 0 | 9 | 9 | 9 | 9 | 9 | 9 | 9 | 9 | 9 | 0 | 9 | 9 | 9 | 9 | 9 | 9 | 9 | 9 | 9 | 0 | 9 | 0 | 0 | 0 | 0 | 0 | 0 | 0 | 9 | 0 | 9 | 9 | 9 | 9 | 9 | 0 | 9 | 0 | 1 | 1 | 1 | 1 | 1 | 9 | 9 | 9 | 9 | 9 | 9 | 9 | 9 | 9 | 9 | 9 | 9 | 9 | 9 | 9 | 9 | 9 | 9 | 9 | 9 | 9 | 9 | 9 | 9 | 9 | 9 | 9 | 9 | 9 | 9 | 9 | 1 | 1 | 1 | 1 | 1 | 1 | 0 | 9 | 9 | 9 | 9 | 9 | 9 | 9 | 0 | 0 | 0 | 0 | 0 | 0 | 0 | 0 | 0 | 0 | 9 | 9 | 9 | 9 | 9 | 9 | 9 | 0 | 9 | 9 | 9 | 9 | 9 | 9 | 9 | 9 | 9 | 9 | 9 | 9 | 9 | 9 | 9 | 9 | 9 | 9 | 9 | 9 | 9 | 9 | 9 | 9 | 9 | 9 | 9 | 9 | 9 | 1 | 1 | 1 | 1 | 1 | 1 | 0 | 0 | 9 | 0 | 9 | 0 | 9 | 0 | 0 | 9 | 9 | 9 | 9 | 9 | 9 | 9 | 9 | 9 | 0 | 9 | 9 | 0 | 9 | 9 | 9 | 9 | 9 | 9 | 9 | 9 | 9 | 0 | 9 | 9 | 9 | 9 | 9 | 9 | 9 | 9 | 9 | 9 | 9 | 9 | 9 | 9 | 9 | 9 | 0 | 0 | 0 | 0 | 0 | 0 | 9 | 9 | 9 | 9 | 9 | 9 | 9 | 0 | 9 | 9 | 9 | 9 | 9 | 9 | 9 | 0 | 9 | 9 | 9 | 9 | 9 | 9 | 9 | 9 | 9 | 0 | 0 | 9 | 9 | 9 | 0 | 0 | 0 | 0 | 0 | 0 | 0 | 0 | 0 | 0 | 0 | 0 | 9 | 9 | 9 | 9 | 9 | 9 | 9 | 9 | 9 | 9 | 0 | 0 | 0 | 0 | 9 | 0 | 0 | 0 | 0 | 0 | 0 | 0 | 0 | 0 | 9 | 0 | 0 | 9 | 0 | 0 | 0 | 9 | 0 | 0 | 0 | 0 | 0 | 9 | 0 | 0 | 0 | 0 | 0 | 0 | 0 | 0 | 0 | 0 | 0 | 9 | 9 | 9 | 9 | 9 | 9 | 9 | 0 | 0 | 0 | 0 | 0 | 0 | 0 | 0 | 0 | 0 | 0 | 0 | 0 | 0 | 0 | 1117.7421 | 1117.7421 | 1117.7421 | 1117.7421 | 1117.7421 | 1117.7421 | 1117.7421 | 1117.7421 | 1117.7421 | 1117.7421 | 1117.7421 | 1117.7421 | 1117.7421 | 1117.7421 | 1117.7421 | 1117.7421 | 1117.7421 | 1117.7421 | 1117.7421 | 1117.7421 | 1117.7421 | 1117.7421 | 1117.7421 | 1117.7421 | 1117.7421 | 1117.7421 | 1117.7421 | 1115.8447 | 1118.6489 | 1117.7421 | 1117.7421 | 1118.8364 | 1117.2142 | 1117.7421 | 1117.7421 | 1117.7421 | 1117.7421 | 1116.1338 | 1124.6611 | 1112.4313 | 1665.9184 | 0 | 1110.7961 | 1124.6249 | 1114.4718 | 1122.1445 | 1099.9516 | 1129.6335 | 1104.6304 | 1122.0165 | 1117.7421 | 1117.7421 | 1117.7421 | 1117.7421 | 1119.1094 | 1115.6954 | 1119.3797 | 1118.9913 | 1114.6057 | 1124.2415 | 1118.1268 | 1116.3004 | 1114.6582 | 1124.1623 | 1117.7421 | 1117.7421 | 1117.7421 | 1117.7421 | 1117.7421 | 1117.7421 | 1117.7421 | 1117.7421 | 1117.7421 | 1117.7421 | 1117.7421 | 1117.7421 | 1117.7421 | 1117.7421 | 1117.7421 | 1117.7421 | 1117.7421 | 1117.7421 | 1117.7421 | 1117.7421 | 1117.7421 | 1117.7421 | 1117.7421 | 1117.7421 | 1117.7421 | 1117.7421 | 1115.8677 | 1117.7421 | 1117.7421 | 1117.7421 | 1117.7421 | 1117.7421 | 1117.7421 | 1117.7421 | 1117.7421 | 1117.7421 | 1117.7421 | 1117.7421 | 1115.7442 | 1117.7421 | 1117.7421 | 1117.7421 | 1117.7421 | 1117.7421 | 1117.7421 | 1117.7421 | 1117.7421 | 1117.7421 | 1117.7421 | 1117.7421 | 1117.7421 | 1117.7421 | 1117.7421 | 1117.7421 | 1117.7421 | 1117.7421 | 1117.7421 | 1117.7421 | 1117.7421 | 1117.7421 | 1117.7421 | 1117.7421 | 1117.7421 | 1117.7421 | 1117.7421 | 1117.7421 | 1117.7421 | 1117.7421 | 1117.7421 | 1117.7421 | 1117.7421 | 1117.7421 | 1117.7421 | 1117.7421 | 1117.7421 | 1117.7421 | 1117.7421 | 1117.7421 | 1117.7421 | 1117.7421 | 1117.7421 | 1117.7421 | 1117.7421 | 1117.7421 | 1117.7421 | 1117.7421 | 1117.7421 | 1117.7421 | 1117.7421 | 1117.7421 | 1117.7421 | 1117.7421 | 1117.7421 | 1117.7421 | 1117.7421 | 1117.7421 | 1117.7421 | 1117.7421 | 1117.7421 | 1117.7421 | 1117.7421 | 1117.7421 | 1117.7421 | 1117.7421 | 1117.7421 | 1117.7421 | 1117.7421 | 1117.7421 | 1117.7421 | 1117.7421 | 1117.7421 | 1117.7421 | 1117.7421 | 1117.7421 | 1117.7421 | 1117.7421 | 1117.7421 | 1117.7421 | 1117.7421 | 1117.7421 | 1117.7421 | 1117.7421 | 1117.7421 | 1117.7421 | 1117.7421 | 1117.7421 | 1117.7421 | 1117.7421 | 1117.7421 | 1117.7421 | 1117.7421 | 1117.7421 | 1117.7421 | 1117.7421 | 3797 | 1609 | 1 | 381049 | 14862 | 111679 | 381049 | 14862 | [6 empty] | 2 | [10 empty] | 0 | 0 | 0 | 0 | 9 | 9 | 9 | 9 | 9 | 9 | 34514 | 81050 | 15132 | 729 | 71044 | 0 | 4300 | 27438 | 30905 | 115937 | 34514 | 81050 | 15132 | 729 | 71044 | 0 | 4300 | 27438 | 30905 | 115937 | [15 empty] | 2
4008 | 2 | 3 | 4 | 1 | 395000 | 8 | 2 | 1 | 2 | 1 | 6 | 5 | 1 |  | 6 | 1 | 14 | 2 | 1 | 6 | 2 |  | 1995 | 7 |  | 1 | 2 | 2 | 1 | 1 | 2 | 2 | 2 | 1 | 1 | 1 | 2 | 2 | 2 | 2 | 2 | 1 | [6 empty] | 8 | [13 empty] | 1 | 2 | 8 |  | 1 | 1 | 2 | 1 | 1 | 2 | 2 |  | 5 | 1 | 2 | 1 | 1 | 1 |  |  |  | 12 |  |  | 2 | 1 | 1 | 56 | 4 | 910 | 9 | 1 | 2 | 1 | 1 | 1 | 2 | 1 | 1 |  | 1 | 2 | 1 | 2 | 2 | 1 | 2 | 2 | 2 | 2 | 2 | 2 | 2 |  | 2 |  | 1 | [5 empty] | 2 |  | 2 |  | 2 | [5 empty] | 100 |  | 2 | 2 | 2 | 1 | 2 | 2 | 2 |  |  |  | 100 |  |  |  | 4 | [14 empty] | 1 | 2 | 2 | 2 | 1 | 2 | 2 | [20 empty] | 1 | 1 | 2 | 2 | 2 | 2 | 1 |  | 2 |  | 2 |  |  |  | 95 | 2 | 2 | 1 | 2 | 2 | 2 | 2 | 2 |  |  | 100 | [5 empty] | 3 |  |  | 2 | 1 | 2 |  | 1 | 2 | 2 | 2 | 2 | 2 | 1 | [16 empty] | 1 | 1 | 2 | 2 | 2 | 2 | 1 | 1 | 1 | 1 | 1 | 1 | 1 | 1 | 2 |  | 2 |  | 1 | [5 empty] | 1 |  |  | 1 |  | 2 |  | 2 | [5 empty] | 2 |  | 2 |  | 2 | [6 empty] | 1 | [5 empty] | 2 | 2 | 2 | 2 | 2 | 1 |  |  |  | 2 |  | 2 | [6 empty] | 1 | 2 | 2 | 2 | [8 empty] | 2 | 2 | 2 | 2 | 2 | 2 | 1 | 2 | 2 | 2 | [9 empty] | 1 | 1 |  |  |  | 1 | 1 | 1 | 2 | 1 | 2 | 1 | 1 | 1 | 2 | 50 |  | 6 |  | 2 | 10 | 6 | [5 empty] | 1 | 900 | 8 | 1 | 3 | 2 | 300 | 7 | 600 | 2 | 1 | 30 | 4 | 1 | 2 | 1 | 2 |  | 1 | 12 | 1 | 6 | 1 | 100 | 2 | 100 | 4 |  | 50 | 2 | 1 | 1 | 1 | 2 | 2 | 2 | 1 | 2 | 80 | 10 |  |  |  | 10 |  | 1 | 1 | 1 | 2 | 2 | 2 | 2 | 1 | 2 | 2 | 2 | 2 | 1 | 2 | 1 | 50 | 0 | 0 | 0 | 0 | 0 | 0 | 0 | 0 | 0 | 9 | 0 | 0 | 0 | 0 | 0 | 0 | 0 | 9 | 0 | 0 | 0 | 0 | 0 | 0 | 0 | 0 | 0 | 0 | 0 | 0 | 0 | 0 | 0 | 0 | 0 | 0 | 9 | 9 | 9 | 9 | 9 | 9 | 9 | 9 | 9 | 9 | 9 | 0 | 0 | 0 | 0 | 0 | 0 | 0 | 0 | 0 | 0 | 9 | 0 | 0 | 0 | 0 | 0 | 0 | 9 | 9 | 9 | 0 | 9 | 9 | 0 | 0 | 0 | 1 | 0 | 0 | 0 | 0 | 0 | 0 | 0 | 0 | 0 | 0 | 0 | 0 | 0 | 0 | 0 | 0 | 0 | 0 | 0 | 0 | 0 | 0 | 0 | 9 | 0 | 9 | 0 | 9 | 9 | 9 | 9 | 9 | 0 | 9 | 0 | 9 | 0 | 9 | 9 | 9 | 9 | 9 | 0 | 9 | 0 | 0 | 0 | 0 | 0 | 0 | 0 | 9 | 9 | 9 | 0 | 9 | 9 | 9 | 0 | 9 | 9 | 9 | 9 | 9 | 9 | 9 | 9 | 9 | 9 | 9 | 9 | 9 | 9 | 0 | 0 | 0 | 0 | 0 | 0 | 0 | 9 | 9 | 9 | 9 | 9 | 9 | 9 | 9 | 9 | 9 | 9 | 9 | 9 | 9 | 9 | 9 | 9 | 0 | 0 | 0 | 0 | 0 | 0 | 0 | 9 | 0 | 9 | 0 | 9 | 9 | 9 | 0 | 0 | 0 | 0 | 0 | 0 | 0 | 0 | 0 | 9 | 9 | 0 | 9 | 9 | 9 | 9 | 9 | 0 | 9 | 9 | 0 | 0 | 0 | 9 | 0 | 0 | 0 | 0 | 0 | 0 | 0 | 9 | 9 | 9 | 9 | 9 | 9 | 9 | 9 | 9 | 9 | 9 | 9 | 9 | 9 | 9 | 9 | 0 | 0 | 0 | 0 | 0 | 0 | 0 | 0 | 0 | 0 | 0 | 0 | 0 | 0 | 0 | 9 | 0 | 9 | 0 | 9 | 9 | 9 | 9 | 9 | 0 | 9 | 9 | 0 | 9 | 0 | 9 | 0 | 9 | 9 | 9 | 9 | 9 | 0 | 9 | 0 | 9 | 0 | 9 | 9 | 9 | 9 | 9 | 9 | 0 | 9 | 9 | 9 | 9 | 9 | 0 | 0 | 0 | 0 | 0 | 0 | 9 | 9 | 9 | 9 | 9 | 9 | 9 | 0 | 0 | 0 | 0 | 0 | 0 | 0 | 0 | 0 | 9 | 9 | 9 | 9 | 9 | 9 | 9 | 9 | 9 | 0 | 0 | 9 | 9 | 9 | 0 | 0 | 0 | 0 | 0 | 0 | 0 | 0 | 0 | 0 | 0 | 9 | 0 | 9 | 0 | 0 | 0 | 9 | 9 | 9 | 9 | 9 | 0 | 0 | 0 | 1 | 1 | 0 | 0 | 0 | 0 | 1 | 0 | 0 | 0 | 0 | 1 | 0 | 0 | 9 | 0 | 0 | 0 | 0 | 0 | 0 | 0 | 0 | 0 | 9 | 0 | 0 | 0 | 0 | 0 | 0 | 0 | 0 | 0 | 0 | 0 | 0 | 9 | 9 | 9 | 0 | 9 | 1 | 0 | 0 | 0 | 0 | 0 | 0 | 0 | 0 | 0 | 1 | 1 | 1 | 1 | 1 | 1 | 4.5465 | 4.5443 | 4.5473 | 4.5344 | 4.549 | 4.5529 | 4.5443 | 4.5309 | 4.5457 | 4.5491 | 4.5566 | 4.5488 | 4.5578 | 4.554 | 4.5447 | 4.5512 | 4.5339 | 4.5293 | 4.5534 | 4.5445 | 4.5438 | 4.5599 | 4.5465 | 4.5648 | 4.5501 | 4.5431 | 4.554 | 4.5451 | 4.5492 | 4.5452 | 4.5509 | 4.5749 | 4.5151 | 4.5453 | 4.5518 | 4.5454 | 4.55 | 4.5453 | 4.5553 | 4.5562 | 4.5608 | 4.5445 | 4.5282 | 4.5598 | 4.5354 | 4.5286 | 4.5561 | 4.5582 | 4.5532 | 4.5254 | 4.5338 | 4.5499 | 4.5326 | 4.533 | 4.533 | 4.5559 | 4.5505 | 4.5263 | 4.5532 | 4.5438 | 4.5473 | 4.5398 | 4.5411 | 4.5501 | 4.5389 | 4.5563 | 4.5459 | 4.5418 | 4.559 | 4.551 | 4.5442 | 4.5523 | 4.5262 | 4.5392 | 4.5693 | 4.5464 | 4.5554 | 4.5463 | 4.5601 | 4.5465 | 4.5465 | 4.5465 | 4.5465 | 4.5465 | 4.5465 | 4.5465 | 4.5465 | 4.5465 | 4.5467 | 4.5465 | 4.5465 | 4.5465 | 4.5465 | 4.5465 | 4.5465 | 4.5465 | 4.5465 | 4.5465 | 4.5465 | 4.5465 | 4.5465 | 4.5465 | 4.5465 | 4.5465 | 4.5465 | 4.5465 | 4.5465 | 4.5465 | 4.5465 | 4.5465 | 4.5465 | 4.5465 | 4.5465 | 4.5465 | 4.5465 | 4.5465 | 4.5638 | 4.5457 | 4.5465 | 4.5447 | 4.5422 | 4.5465 | 4.5625 | 4.5465 | 4.5414 | 4.5377 | 4.5532 | 4.5594 | 4.5422 | 4.5465 | 4.5611 | 4.5409 | 4.5334 | 4.5545 | 4.5321 | 4.5406 | 4.5685 | 4.5457 | 4.5422 | 4.5445 | 4.5246 | 4.5465 | 4.525 | 4.5439 | 4.5465 | 4.5465 | 4.5458 | 4.5465 | 4.5465 | 4.5468 | 4.5474 | 4.5465 | 4.5455 | 4.5445 | 4.5465 | 4.5465 | 4.5465 | 4.5465 | 4.5425 | 4.5465 | 4.5465 | 4.5465 | 4.5421 | 4.5483 | 4.545 | 4.5415 | 4.5465 | 4.5447 | 4.5474 | 4.5459 | 4.5465 | 4.5505 | 4.5511 | 4.5465 | 4.5428 | 4.5511 | 9.0409 | 4.5465 | 4.5479 | 4.5398 | 4.5459 | 4.5392 | 4.5436 | 4.5389 | 4.5386 | 4.5453 | 4.5456 | 4.5427 | 4.5482 | 4.5396 | 4.5429 | 4.5401 | 4.5415 | 4.5456 | 4.5465 | 4.5465 | 4.5465 | 4.5465 | 4291 | 1080 | 1 | 83497109 | 1657722 | 14093254 | 48086183 | 979153 |  |  |  | 7288 | 1001926 | 24375 | 1 | 1 | 2 | 2 | 2 | 1 | 2 | 2 | 34409 | 34409000 | 654194 | 2 | 3 | 2 | 3 | 9 | 9 | 2 | 3 | 2 | 3 | 32639140 | 12490152 | 2546636 | 1769860 | 8423740 | 975953 | 2971796 | 3423925 | 8170248 | 10085659 | 0 | 12490152 | 2546636 | 0 | 8423740 | 975953 | 2971796 | 3423925 | 8170248 | 9083733 | [5 empty] | 0 | 0 | 0 | 0 | 1001926 | 32639140 | 0 | 1769860 | 0 | 0 | 1
4069 | 1 | 2 | 4 |  | 250000 | 8 | 3 | 1 | 2 | 1 |  |  |  |  | 9 | 0 | 11 | 2 | 1 | 3 | 2 |  | 1978 | 5 |  | 1 | 2 | 2 | 1 | 1 | 2 | 2 | 2 | 1 | 2 | 2 | 2 | 2 | 2 | 2 | 2 | 1 | [6 empty] | 8 | [13 empty] | 1 | 2 | 1 |  | 1 | 1 | 2 | 1 | 1 | 2 | 2 |  | 6 | 1 | 2 | 1 | 1 | 1 |  |  |  | 12 |  |  | 1 | 1 | 1 | 168 | 7 | 175 | 7 | 1 | 2 | 1 | 1 | 2 | 2 | 2 | 2 |  | 1 | 2 | 2 |  | 2 | 1 | 2 | 1 | 2 | 2 | 2 | 2 | 2 |  |  |  | 1 | [5 empty] | 2 |  |  |  | 2 | [5 empty] | 100 |  | 2 | 2 | 2 | 1 | 2 | 2 | 2 |  |  |  | 100 |  |  |  | 4 | [14 empty] | 2 | 2 | 2 | 2 | 1 | 2 | 2 | [20 empty] | 2 | 1 | 2 | 2 | 2 | 2 | 2 |  |  |  | 2 |  | 1 |  | 90 | 2 | 2 | 2 | 1 | 2 | 2 | 2 | 2 |  |  |  | 100 |  |  |  |  | 4 | [13 empty] | 1 | 2 | 2 | 2 | 2 | 2 | 2 | [9 empty] | 2 | 1 | 2 | 2 | 2 | 2 | 1 | 2 |  | 2 |  | 1 | 1 | 1 | 2 |  |  |  | 1 | [5 empty] | 1 |  |  | 2 |  |  |  | 2 | [5 empty] | 2 |  |  |  | 2 | [23 empty] | 2 |  | 2 |  |  |  |  | 2 | 1 | 2 | 2 | [8 empty] | 2 | 2 | [7 empty] | 1 | [9 empty] | 1 | 1 |  |  |  | 1 | 1 | 1 | 2 | 2 | 2 | 2 | 1 | 2 | 2 | 10 |  |  |  |  | 5 | [6 empty] | 1 | 200 | 6 | 2 |  | 2 | 50 | 5 | 20 | 2 | 2 | 0 | 0 | 2 |  | 2 | 2 |  | 1 | 2 | 2 |  | 1 | 20 | 1 | 90 | 4 | 1 | 50 | 2 | 1 | 1 | 1 | 1 | 1 | 1 | 1 | 2 | 95 | 1 | 1 | 1 | 1 | 1 |  | 2 | 2 | 2 | 2 | 2 | 2 | 2 | 2 | 1 | 2 | 2 | 1 | 2 | 2 | 2 | 80 | 0 | 0 | 0 | 0 | 0 | 0 | 9 | 9 | 9 | 9 | 0 | 1 | 0 | 1 | 0 | 0 | 0 | 9 | 0 | 0 | 1 | 1 | 1 | 1 | 1 | 1 | 1 | 1 | 1 | 1 | 1 | 1 | 1 | 1 | 1 | 1 | 9 | 9 | 9 | 9 | 9 | 9 | 9 | 9 | 9 | 9 | 9 | 0 | 0 | 0 | 0 | 0 | 0 | 0 | 0 | 0 | 0 | 9 | 0 | 0 | 0 | 0 | 0 | 0 | 9 | 9 | 9 | 0 | 9 | 9 | 0 | 0 | 0 | 0 | 0 | 0 | 0 | 0 | 0 | 0 | 0 | 0 | 0 | 1 | 1 | 0 | 0 | 0 | 0 | 0 | 0 | 0 | 0 | 0 | 0 | 0 | 0 | 9 | 9 | 9 | 0 | 9 | 9 | 9 | 9 | 9 | 0 | 9 | 9 | 9 | 0 | 9 | 9 | 9 | 9 | 9 | 0 | 9 | 0 | 0 | 0 | 0 | 0 | 0 | 0 | 9 | 9 | 9 | 0 | 9 | 9 | 9 | 0 | 9 | 9 | 9 | 9 | 9 | 9 | 9 | 9 | 9 | 9 | 9 | 9 | 9 | 9 | 0 | 0 | 0 | 0 | 0 | 0 | 0 | 9 | 9 | 9 | 9 | 9 | 9 | 9 | 9 | 9 | 9 | 9 | 9 | 9 | 9 | 9 | 9 | 9 | 0 | 0 | 0 | 0 | 0 | 0 | 0 | 9 | 9 | 9 | 0 | 9 | 0 | 9 | 0 | 0 | 0 | 0 | 0 | 0 | 0 | 0 | 0 | 9 | 9 | 9 | 0 | 9 | 9 | 9 | 9 | 0 | 9 | 9 | 9 | 9 | 9 | 9 | 9 | 9 | 9 | 9 | 9 | 9 | 9 | 0 | 0 | 0 | 0 | 0 | 0 | 0 | 9 | 9 | 9 | 9 | 9 | 9 | 9 | 9 | 9 | 0 | 0 | 0 | 0 | 0 | 0 | 0 | 0 | 9 | 0 | 9 | 0 | 0 | 0 | 0 | 9 | 9 | 9 | 0 | 9 | 9 | 9 | 9 | 9 | 0 | 9 | 9 | 0 | 9 | 9 | 9 | 0 | 9 | 9 | 9 | 9 | 9 | 0 | 9 | 9 | 9 | 0 | 9 | 9 | 9 | 9 | 9 | 9 | 9 | 9 | 9 | 9 | 9 | 9 | 9 | 9 | 9 | 9 | 9 | 9 | 9 | 9 | 9 | 9 | 9 | 9 | 9 | 0 | 9 | 9 | 9 | 9 | 9 | 9 | 9 | 0 | 9 | 9 | 9 | 9 | 9 | 9 | 9 | 9 | 9 | 0 | 1 | 9 | 9 | 9 | 0 | 0 | 0 | 0 | 0 | 0 | 0 | 0 | 0 | 0 | 1 | 9 | 9 | 9 | 9 | 0 | 9 | 9 | 9 | 9 | 9 | 9 | 0 | 1 | 1 | 1 | 9 | 0 | 1 | 1 | 1 | 1 | 1 | 1 | 1 | 0 | 9 | 0 | 0 | 9 | 0 | 0 | 0 | 9 | 0 | 1 | 0 | 0 | 0 | 0 | 0 | 0 | 0 | 0 | 0 | 0 | 0 | 0 | 0 | 0 | 0 | 0 | 0 | 0 | 0 | 0 | 9 | 0 | 0 | 0 | 0 | 0 | 0 | 0 | 0 | 0 | 0 | 1 | 1 | 1 | 1 | 1 | 1 | 9.0929 | 9.0887 | 9.0947 | 9.0688 | 9.098 | 9.1058 | 9.0887 | 9.0619 | 9.0915 | 9.0981 | 9.1133 | 9.0976 | 9.1156 | 9.1081 | 9.0894 | 9.1025 | 9.0679 | 9.0587 | 9.1067 | 9.089 | 9.0877 | 9.1197 | 9.093 | 9.1296 | 9.1001 | 9.0861 | 9.1079 | 9.0901 | 9.0984 | 9.0905 | 9.1018 | 9.1498 | 9.0302 | 9.0906 | 9.1036 | 9.0907 | 9.1 | 9.0906 | 9.1106 | 9.1125 | 9.1215 | 9.089 | 9.0564 | 9.1196 | 9.0709 | 9.0572 | 9.1122 | 9.1164 | 9.1063 | 9.0508 | 9.0676 | 9.0998 | 9.0652 | 9.066 | 9.066 | 9.1117 | 9.1009 | 9.0527 | 9.1065 | 9.0875 | 9.0947 | 9.0795 | 9.0823 | 9.1001 | 9.0777 | 9.1125 | 9.0919 | 9.0836 | 9.118 | 9.102 | 9.0884 | 9.1047 | 9.0524 | 9.0783 | 9.1385 | 9.0929 | 9.1108 | 9.0926 | 9.1202 | 9.0929 | 9.0929 | 9.0929 | 9.0929 | 9.0929 | 9.0929 | 9.0929 | 9.0929 | 9.0929 | 9.0935 | 9.0929 | 9.0929 | 9.0929 | 9.0929 | 9.0929 | 9.0929 | 9.0929 | 9.0929 | 9.0929 | 9.0929 | 9.0929 | 9.0929 | 9.0929 | 9.0929 | 9.0929 | 9.0929 | 9.0929 | 9.0929 | 9.0929 | 9.0929 | 9.0929 | 9.0929 | 9.0929 | 9.0929 | 9.0929 | 9.0929 | 9.0929 | 9.1276 | 9.0914 | 9.0929 | 9.0894 | 9.0845 | 9.0929 | 9.125 | 9.0929 | 9.0829 | 9.0753 | 9.1064 | 9.1187 | 9.0845 | 9.0929 | 9.1223 | 9.0819 | 9.0669 | 9.1089 | 9.0641 | 9.0812 | 9.137 | 9.0914 | 9.0845 | 9.089 | 9.0492 | 9.0929 | 9.0499 | 9.0877 | 9.0929 | 9.0929 | 9.0916 | 9.0929 | 9.0929 | 9.0936 | 9.0949 | 9.0929 | 9.091 | 9.0889 | 9.0929 | 9.0929 | 9.0929 | 9.0929 | 18.1702 | 9.0929 | 9.0929 | 9.0929 | 9.0842 | 9.0965 | 9.09 | 9.0829 | 9.0929 | 9.0894 | 9.0949 | 9.0918 | 9.0929 | 9.101 | 9.1022 | 9.0929 | 9.0855 | 9.1023 | 9.0409 | 9.0929 | 9.0958 | 9.0795 | 9.0918 | 9.0784 | 9.0872 | 9.0778 | 9.0772 | 9.0906 | 9.0912 | 9.0854 | 9.0964 | 9.0792 | 9.0858 | 9.0802 | 9.083 | 9.0911 | 9.0929 | 9.0929 | 9.0929 | 9.0929 | 3698 | 1722 | 1 | 44582022 | 1018035 | 7167943 | 24457022 | 640649 | [6 empty] | 1 | 1 | 2 | 2 | 2 | 1 | 2 | 2 | 20125 | 20125000 | 377386 | 2 | 3 | 2 | 3 | 9 | 9 | 9 | 9 | 2 | 3 | 19716205 | 0 | 3676066 | 408795 | 10470111 | 0 | 158885 | 257845 | 1483337 | 8410778 | 0 | 0 | 3676066 | 0 | 10470111 | 0 | 158885 | 257845 | 1483337 | 8410778 | [10 empty] | 19716205 | 0 | 408795 | 0 | 0 | 2
4144 | 4 | 9 | 4 | 1 | 78000 | 6 | 1 | 6 | 2 | 1 | 1 | 4 | 1 |  | 6 | 1 | 10 | 2 | 1 | 2 | 2 |  | 1989 | 6 |  | 1 | 2 | 2 | 1 | 2 | 2 | 2 | 2 | 2 | 2 | 2 | 2 | 2 | 2 | 2 | 2 | 1 | [6 empty] | 8 | [13 empty] | 2 | [9 empty] | 2 |  | 2 | 1 | 2 | 2 | 1 | 1 |  |  |  | 12 |  |  | 2 | 1 | 2 | 40 | 3 | 150 | 7 | 1 | 1 | 1 | 1 | 1 | 2 | 2 | 2 |  | 1 | 1 | 2 |  | 2 | 2 | 2 | 2 | 2 | 2 | 2 | 2 | 2 | 1 | [8 empty] | 1 | 2 | [8 empty] | 100 |  | 2 | 2 | 1 | 2 | 2 | 2 | 2 |  |  | 100 |  |  |  |  | 3 | 1 | [6 empty] | 2 | 2 | 2 | 2 | 2 | 2 | 1 | [27 empty] | 1 | 2 | 2 | 2 | 2 | 2 | 1 | 2 | [6 empty] | 100 | 1 | 2 | 2 | 2 | 2 | 2 | 2 | 2 | 100 | [7 empty] | 1 | 1 | [28 empty] | 1 | 2 | 2 | 2 | 2 | 2 | 2 | 1 | 2 | 1 | 2 | 1 | 1 | 1 | 2 | 1 | [8 empty] | 1 |  |  | 2 | 1 | [8 empty] | 2 | 2 | [8 empty] | 2 | [14 empty] | 2 | [9 empty] | 1 | 2 | 2 | 2 |  | 1 | [6 empty] | 9 | 2 | 2 | 2 | 2 | 2 | 1 | 2 | 2 | 2 | [9 empty] | 1 | 1 |  |  |  | 1 | 1 | 1 | 2 | 2 | 2 | 2 | 2 | 2 | 2 | 2 | [11 empty] | 1 | 100 | 6 | 2 |  | 2 | 50 | 5 | 50 | 4 | 1 | 13 | 3 | 1 | 1 | 2 | 2 |  | 2 |  | 2 |  | 1 | 2 | 1 | 90 | 4 |  | 80 | 4 | 1 | 1 | 2 | 2 | 2 | 2 | 2 | 2 | 100 | [7 empty] | 2 | 1 | 2 | 2 | 2 | 2 | 2 | 3 | 1 | 1 | 2 | 2 | 2 | 2 | 20 | 1 | 0 | 0 | 1 | 0 | 0 | 0 | 0 | 0 | 9 | 0 | 0 | 0 | 0 | 0 | 0 | 0 | 9 | 0 | 0 | 0 | 0 | 0 | 0 | 0 | 0 | 0 | 0 | 0 | 0 | 0 | 0 | 0 | 0 | 0 | 0 | 9 | 9 | 9 | 9 | 9 | 9 | 9 | 9 | 9 | 9 | 9 | 0 | 9 | 9 | 9 | 9 | 9 | 9 | 9 | 9 | 0 | 9 | 0 | 0 | 0 | 0 | 0 | 0 | 9 | 9 | 9 | 0 | 9 | 9 | 0 | 0 | 0 | 0 | 0 | 0 | 0 | 0 | 0 | 0 | 0 | 0 | 0 | 0 | 0 | 0 | 0 | 0 | 0 | 0 | 0 | 0 | 0 | 0 | 0 | 0 | 1 | 1 | 9 | 9 | 9 | 9 | 9 | 9 | 9 | 9 | 1 | 1 | 9 | 9 | 9 | 9 | 9 | 9 | 9 | 9 | 0 | 9 | 0 | 0 | 0 | 0 | 0 | 0 | 0 | 9 | 9 | 0 | 9 | 9 | 9 | 9 | 0 | 0 | 9 | 9 | 9 | 9 | 9 | 9 | 1 | 1 | 1 | 1 | 1 | 1 | 1 | 9 | 9 | 9 | 9 | 9 | 9 | 9 | 9 | 9 | 9 | 9 | 9 | 9 | 9 | 9 | 9 | 9 | 9 | 9 | 9 | 9 | 9 | 9 | 9 | 1 | 1 | 1 | 1 | 1 | 1 | 1 | 1 | 9 | 9 | 9 | 9 | 9 | 9 | 0 | 0 | 0 | 0 | 0 | 0 | 0 | 0 | 0 | 0 | 9 | 9 | 9 | 9 | 9 | 9 | 9 | 0 | 0 | 9 | 9 | 9 | 9 | 9 | 9 | 9 | 9 | 9 | 9 | 9 | 9 | 9 | 9 | 9 | 9 | 9 | 9 | 9 | 9 | 9 | 9 | 9 | 9 | 9 | 9 | 9 | 9 | 0 | 0 | 0 | 0 | 0 | 0 | 1 | 0 | 0 | 0 | 0 | 1 | 1 | 0 | 0 | 0 | 9 | 9 | 9 | 9 | 9 | 9 | 9 | 9 | 0 | 9 | 9 | 0 | 0 | 9 | 9 | 9 | 9 | 9 | 9 | 9 | 9 | 0 | 0 | 9 | 9 | 9 | 9 | 9 | 9 | 9 | 9 | 0 | 9 | 9 | 9 | 9 | 9 | 9 | 9 | 9 | 9 | 9 | 9 | 9 | 9 | 9 | 9 | 9 | 9 | 9 | 9 | 1 | 0 | 0 | 0 | 0 | 0 | 0 | 0 | 0 | 9 | 9 | 9 | 9 | 9 | 9 | 9 | 9 | 9 | 0 | 0 | 9 | 9 | 9 | 0 | 0 | 0 | 0 | 0 | 0 | 0 | 0 | 0 | 0 | 0 | 9 | 9 | 9 | 9 | 9 | 9 | 9 | 9 | 9 | 9 | 9 | 0 | 0 | 0 | 0 | 9 | 0 | 1 | 1 | 0 | 0 | 0 | 1 | 1 | 0 | 1 | 0 | 0 | 9 | 0 | 9 | 0 | 9 | 0 | 0 | 0 | 0 | 0 | 9 | 0 | 0 | 0 | 0 | 0 | 0 | 0 | 0 | 0 | 0 | 0 | 9 | 9 | 9 | 9 | 9 | 9 | 9 | 0 | 0 | 0 | 0 | 0 | 0 | 0 | 0 | 0 | 0 | 0 | 0 | 0 | 0 | 0 | 212.4262 | 212.4262 | 212.4262 | 212.4262 | 212.4262 | 212.4262 | 212.4262 | 212.6632 | 212.3096 | 212.8944 | 211.444 | 212.3877 | 212.792 | 212.0169 | 212.0169 | 212.4262 | 212.4262 | 212.5209 | 212.3792 | 212.4262 | 212.4262 | 212.8061 | 212.3107 | 211.5743 | 212.9638 | 212.3792 | 212.3792 | 211.8417 | 211.8417 | 212.5674 | 212.3563 | 212.0346 | 212.0346 | 212.4262 | 212.4262 | 212.4262 | 212.4262 | 212.4262 | 212.4262 | 212.4262 | 213.2933 | 210.6705 | 212.5209 | 212.3792 | 212.4262 | 212.4262 | 212.8179 | 212.8179 | 205.4199 | 215.7599 | 212.4262 | 212.4262 | 212.4262 | 212.4262 | 212.4262 | 212.4262 | 212.4262 | 212.4262 | 212.4262 | 212.4262 | 211.5396 | 213.2791 | 212.4262 | 212.4262 | 212.4262 | 212.4262 | 212.5209 | 212.3792 | 212.4262 | 212.4262 | 212.4262 | 212.4262 | 212.4262 | 214.1959 | 208.3583 | 205.7943 | 214.9637 | 213.0952 | 212.1694 | 212.4262 | 212.4262 | 212.4262 | 212.4262 | 212.4262 | 212.4262 | 212.4262 | 212.4262 | 212.4262 | 212.4262 | 210.0961 | 212.4262 | 212.4262 | 212.4262 | 212.5209 | 212.4262 | 212.4262 | 212.4262 | 212.4262 | 212.4262 | 212.4262 | 212.7985 | 213.5918 | 213.2606 | 212.4262 | 212.4262 | 212.4262 | 212.4262 | 212.2868 | 0 | 212.4262 | 212.6632 | 212.4262 | 212.4262 | 212.4262 | 212.4262 | 212.4262 | 212.4262 | 212.4262 | 212.4262 | 212.4262 | 212.4262 | 212.4262 | 212.4262 | 212.4262 | 212.4262 | 212.4262 | 212.4262 | 212.4262 | 212.4262 | 212.4262 | 212.4262 | 212.4262 | 212.4262 | 212.4262 | 212.4262 | 212.4262 | 212.4262 | 212.4262 | 212.4262 | 212.4262 | 212.4262 | 212.4262 | 212.4262 | 212.4262 | 212.4262 | 212.4262 | 212.4262 | 212.4262 | 212.4262 | 212.4262 | 212.4262 | 212.4262 | 212.4262 | 212.4262 | 212.4262 | 212.4262 | 212.4262 | 212.4262 | 212.4262 | 212.4262 | 212.4262 | 212.4262 | 212.4262 | 212.4262 | 212.4262 | 212.4262 | 212.4262 | 212.4262 | 212.4262 | 212.4262 | 212.4262 | 212.4262 | 212.4262 | 212.4262 | 212.4262 | 212.4262 | 212.4262 | 212.4262 | 212.4262 | 212.4262 | 212.4262 | 212.4262 | 212.4262 | 212.4262 | 212.4262 | 212.4262 | 212.4262 | 212.4262 | 212.4262 | 212.4262 | 212.4262 | 212.4262 | 212.4262 | 212.4262 | 212.4262 | 212.4262 | 212.4262 | 212.4262 | 1177 | 1204 | 1 | 11889964 | 333956 | 2739311 | 9346529 | 318817 | 24814 | 2543435 | 15139 |  |  |  | 2 | [10 empty] | 2 | 3 | 2 | 3 | 2 | 3 | 9 | 9 | 9 | 9 | 1743209 | 4141208 | 241941 | 225542 | 2213924 | 709340 | 11168 | 137090 | 1037017 | 1429525 | 134656 | 4141208 | 241941 | 0 | 2213924 | 0 | 11168 | 137090 | 1037017 | 1429525 | 1608553 | 0 | 225542 | 709340 | 0 | [10 empty] | 3
4204 | 1 | 1 | 4 | 1 | 140000 | 7 | 1 | 6 | 2 | 1 | 2 | 4 | 1 |  | 2 | 0 | 10 | 2 | 1 | 2 | 2 |  | 2002 | 8 |  | 1 | 2 | 2 | 1 | 2 | 2 | 2 | 2 | 2 | 1 | 1 | 1 | 2 | 1 | 2 | 2 | 1 | [6 empty] | 8 | [13 empty] | 2 | [9 empty] | 2 |  | 1 | 7 | 4 | 2 | 1 | 1 |  |  |  | 12 |  |  | 1 | 1 | 1 | 168 | 7 | 300 | 8 | 1 | 1 | 1 | 1 | 2 | 2 | 1 | 1 |  | 1 | 1 | 1 | 2 | 2 | 2 | 2 | 2 | 2 | 2 | 2 | 2 | 2 | 1 | 2 | [7 empty] | 1 | 2 | 2 | [7 empty] | 100 |  | 2 | 1 | 1 | 2 | 2 | 1 | 2 |  | 5 | 95 |  |  | 1 |  | 3 |  | 1 | 2 | 2 | 1 | 2 | 2 | 2 | 2 | 2 | 2 | 1 | 2 | 1 | [17 empty] | 2 | 2 | 2 | 2 | 2 | 1 | 2 |  |  |  | 2 | 1 | 2 | 2 | 2 | 2 | 1 | 2 | 2 | [5 empty] | 100 | 2 | 2 | 1 | 2 | 2 | 2 | 2 | 2 |  |  | 100 | [5 empty] | 3 |  |  | 1 | 1 | 2 |  | 1 | 2 | 2 | 2 | 2 | 2 | 2 | [16 empty] | 2 | 1 | 2 | 2 | 2 | 2 | 1 | 2 |  | 2 |  | 1 | 1 | 1 | 2 | 1 | 2 | [7 empty] | 3 |  |  | 2 | 2 | 2 | [7 empty] | 2 | 2 | 2 | [7 empty] | 2 | 1 | [5 empty] | 2 | 2 | 2 | 2 | 1 | 1 |  |  | 2 | 2 | [8 empty] | 2 | 2 | 1 | 2 |  | 2 | [6 empty] | 2 | 2 | [7 empty] | 1 | [9 empty] | 1 | 1 |  |  |  | 1 | 1 | 1 | 1 | 2 | 2 | 2 | 1 | 1 | 2 | 9 | 6 |  |  |  | 4 | 6 | [5 empty] | 1 | 100 | 6 | 1 | 3 | 2 | 200 | 6 | 20 | 1 | 1 | 100 | 6 | 1 | 1 | 2 | 2 |  | 1 | 8 | 2 |  | 1 | 6 | 1 | 95 | 4 | 1 | 20 | 1 | 1 | 1 | 1 | 2 | 1 | 1 | 1 | 2 | 90 | 5 |  | 3 | 1 | 1 |  | 1 | 1 | 1 | 2 | 2 | 2 | 2 | 2 | 1 | 1 | 2 | 2 | 1 | 2 | 1 | 50 | 0 | 0 | 0 | 0 | 0 | 0 | 0 | 0 | 0 | 9 | 0 | 0 | 0 | 0 | 0 | 0 | 0 | 9 | 0 | 0 | 0 | 0 | 0 | 0 | 0 | 0 | 0 | 0 | 0 | 0 | 0 | 0 | 0 | 0 | 0 | 0 | 9 | 9 | 9 | 9 | 9 | 9 | 9 | 9 | 9 | 9 | 9 | 0 | 9 | 9 | 9 | 9 | 9 | 9 | 9 | 9 | 0 | 9 | 0 | 0 | 0 | 0 | 0 | 0 | 9 | 9 | 9 | 0 | 9 | 9 | 0 | 0 | 0 | 0 | 0 | 0 | 0 | 0 | 0 | 0 | 0 | 0 | 0 | 0 | 0 | 0 | 0 | 0 | 0 | 0 | 0 | 0 | 0 | 0 | 0 | 0 | 0 | 0 | 0 | 9 | 9 | 9 | 9 | 9 | 9 | 9 | 0 | 0 | 0 | 9 | 9 | 9 | 9 | 9 | 9 | 9 | 0 | 9 | 0 | 0 | 0 | 0 | 0 | 0 | 0 | 9 | 0 | 0 | 9 | 9 | 0 | 9 | 0 | 9 | 0 | 0 | 0 | 0 | 0 | 0 | 0 | 0 | 0 | 0 | 0 | 0 | 0 | 9 | 9 | 9 | 9 | 9 | 9 | 9 | 9 | 9 | 9 | 9 | 9 | 9 | 9 | 9 | 9 | 9 | 0 | 0 | 0 | 0 | 0 | 0 | 0 | 0 | 0 | 0 | 0 | 0 | 0 | 0 | 0 | 0 | 9 | 9 | 9 | 9 | 9 | 0 | 0 | 0 | 0 | 0 | 0 | 0 | 0 | 0 | 9 | 9 | 0 | 9 | 9 | 9 | 9 | 9 | 0 | 9 | 9 | 0 | 0 | 0 | 9 | 0 | 0 | 0 | 0 | 0 | 0 | 0 | 9 | 9 | 9 | 9 | 9 | 9 | 9 | 9 | 9 | 9 | 9 | 9 | 9 | 9 | 9 | 9 | 0 | 0 | 0 | 0 | 0 | 0 | 0 | 0 | 9 | 0 | 9 | 0 | 0 | 0 | 0 | 0 | 0 | 9 | 9 | 9 | 9 | 9 | 9 | 9 | 0 | 9 | 9 | 0 | 0 | 0 | 9 | 9 | 9 | 9 | 9 | 9 | 9 | 0 | 0 | 0 | 9 | 9 | 9 | 9 | 9 | 9 | 9 | 0 | 0 | 9 | 9 | 9 | 9 | 9 | 0 | 0 | 0 | 0 | 0 | 0 | 9 | 9 | 9 | 9 | 9 | 9 | 9 | 0 | 9 | 9 | 9 | 9 | 9 | 9 | 9 | 0 | 9 | 9 | 9 | 9 | 9 | 9 | 9 | 9 | 9 | 0 | 0 | 9 | 9 | 9 | 0 | 0 | 0 | 0 | 0 | 0 | 0 | 0 | 0 | 0 | 0 | 0 | 9 | 9 | 9 | 0 | 0 | 9 | 9 | 9 | 9 | 9 | 0 | 0 | 0 | 0 | 0 | 0 | 0 | 0 | 0 | 0 | 0 | 0 | 0 | 0 | 0 | 0 | 0 | 9 | 0 | 0 | 0 | 9 | 0 | 0 | 0 | 0 | 0 | 0 | 0 | 0 | 0 | 0 | 0 | 0 | 0 | 0 | 0 | 0 | 0 | 0 | 9 | 0 | 0 | 0 | 9 | 0 | 0 | 0 | 0 | 0 | 0 | 0 | 0 | 0 | 0 | 0 | 0 | 0 | 0 | 0 | 0 | 19.6903 | 19.6811 | 19.6941 | 19.6381 | 19.7013 | 19.7181 | 19.6811 | 19.6231 | 19.6871 | 19.7015 | 19.7343 | 19.7004 | 19.7393 | 19.7231 | 19.6827 | 19.7109 | 19.636 | 19.6161 | 19.7202 | 19.6817 | 19.6789 | 19.7483 | 19.6905 | 19.7696 | 19.7059 | 19.6756 | 19.7228 | 19.6843 | 19.7021 | 19.6849 | 19.7095 | 19.8134 | 19.5544 | 19.6853 | 19.7134 | 19.6855 | 19.7056 | 19.6853 | 19.7285 | 19.7326 | 19.7522 | 19.6818 | 19.6111 | 19.7479 | 19.6425 | 19.6129 | 19.732 | 19.7412 | 19.7193 | 19.5991 | 19.6354 | 19.7052 | 19.6303 | 19.632 | 19.6319 | 19.7309 | 19.7076 | 19.6031 | 19.7196 | 19.6786 | 19.6941 | 19.6612 | 19.6672 | 19.7059 | 19.6573 | 19.7327 | 19.688 | 19.6702 | 19.7445 | 19.71 | 19.6804 | 19.7157 | 19.6025 | 19.6587 | 19.789 | 19.6902 | 19.7289 | 19.6895 | 19.7494 | 19.6903 | 19.6903 | 19.6903 | 19.6903 | 19.6903 | 19.6903 | 19.6903 | 19.6903 | 19.6903 | 19.6915 | 19.6903 | 19.6903 | 19.6903 | 19.6903 | 19.6903 | 19.6903 | 19.6903 | 19.6903 | 19.6903 | 19.6903 | 19.6903 | 19.6903 | 19.6903 | 19.6903 | 19.6903 | 19.6903 | 19.6903 | 19.6903 | 19.6903 | 19.6903 | 19.6903 | 19.6903 | 19.6903 | 19.6903 | 19.6903 | 19.6903 | 19.6903 | 19.7653 | 19.687 | 19.6903 | 19.6826 | 19.6719 | 19.6903 | 19.7597 | 19.6903 | 19.6686 | 19.6521 | 19.7195 | 19.7461 | 19.6719 | 19.6903 | 19.7538 | 0 | 19.6339 | 19.7249 | 19.6279 | 19.6649 | 19.7856 | 19.687 | 19.6719 | 19.6818 | 19.5955 | 19.6903 | 19.5972 | 19.679 | 19.6903 | 19.6903 | 19.6874 | 19.6903 | 19.6903 | 19.6917 | 19.6945 | 19.6903 | 19.686 | 19.6816 | 19.6903 | 19.6903 | 19.6903 | 19.6903 | 19.6733 | 19.6903 | 19.6903 | 19.6903 | 19.6714 | 19.698 | 19.6839 | 19.6686 | 19.6903 | 19.6827 | 19.6945 | 19.6878 | 19.6903 | 19.7078 | 19.7104 | 19.6903 | 19.6742 | 19.7105 | 19.5775 | 19.6903 | 19.6965 | 19.6612 | 19.6878 | 19.6588 | 19.6779 | 19.6575 | 19.6563 | 19.6853 | 19.6865 | 19.674 | 19.6979 | 19.6605 | 19.6748 | 19.6626 | 19.6688 | 19.6864 | 19.6903 | 19.6903 | 19.6903 | 19.6903 | 4506 | 858 | 1 | 53133113 | 1202868 | 7235821 | 24688621 | 939157 | 274071 | 28092278 | 255119 | 2562 | 352214 | 8592 | 2 | [10 empty] | 2 | 3 | 0 | 3 | 0 | 3 | 2 | 3 | 9 | 9 | 27453763 | 6021297 | 2415743 | 775617 | 5096964 | 0 | 501060 | 169049 | 4635194 | 6064426 | 137102 | 6021297 | 2415743 | 0 | 5096964 | 0 | 501060 | 169049 | 4635194 | 5712212 | 27316661 | 0 | 775617 | 0 | 0 | 0 | 0 | 0 | 0 | 352214 | [5 empty] | 1
4319 | 1 | 1 | 4 | 1 | 55000 | 6 | 4 | 6 | 2 | 1 | 11 | 3 | 1 |  | 1 |  | 10 | 2 |  |  |  |  | 1979 | 5 |  | 2 | 2 | 2 | 2 | 2 | 2 | 2 | 2 | 2 | 2 | 2 | 2 | 2 | 2 | 2 | 2 | 1 | [6 empty] | 8 | [13 empty] | 1 | 2 | 1 |  | 1 | 1 | 2 | 1 | 2 | 2 | 2 |  | 6 | 1 | 2 | 1 | 1 | 1 |  |  |  | 12 |  |  | 2 | 1 | 1 | 66 | 5 | 61 | 6 | 1 | 1 | 1 | 1 | 2 | 2 | 1 | 1 |  | 1 | 1 | 1 | 2 | 2 | 2 | 2 | 2 | 2 | 2 | 2 | 2 | 2 | 1 | 2 | [7 empty] | 1 | 2 | 2 | [7 empty] | 100 |  | 1 | 1 | 1 | 2 | 2 | 1 | 2 | 70 | 25 | 60 |  |  | 1 |  | 1 | 1 | 3 | 1 | 2 | 1 | 2 | 1 | 1 | 1 | 2 | 1 | 1 | 1 | 1 | [17 empty] | 2 | 1 | 1 | 1 | 2 | 1 | 2 | 1 | 1 | 2 | 1 | 1 | 2 | 2 | 2 | 2 | 1 | 2 | 2 | [5 empty] | 80 | 2 | 1 | 1 | 2 | 2 | 1 | 2 | 2 |  | 73 | 19 |  |  | 10 |  |  | 2 | 1 | 3 | 1 | 2 | 2 |  | 1 | 1 | 2 | 2 | 2 | 1 | 1 | [16 empty] | 1 | 1 | 2 | 2 | 2 | 2 | 2 | 2 |  | 2 |  | 1 | 1 | 1 | 2 | 1 | 2 | [7 empty] | 3 |  |  | 2 | 2 | 2 | [7 empty] | 2 | 2 | 2 | [7 empty] | 2 | 1 | [5 empty] | 2 | 2 | 2 | 2 | 1 | 1 |  |  | 2 | 2 | [8 empty] | 2 | 2 | 1 | 2 |  | 2 | [6 empty] | 2 | 2 | [7 empty] | 2 | [9 empty] | 1 | 2 |  |  |  | 1 | 1 | 1 | 1 | 1 | 2 | 2 | 1 | 1 | 1 | 14 | 12 | 3 |  |  | 1 | 1 | 4 |  |  |  |  | 1 | 85 | 5 | 1 | 4 | 1 | 20 | 4 | 40 | 2 | 1 | 6 | 2 | 2 |  | 2 | 2 |  | 2 |  | 2 |  | 1 | 6 | 1 | 80 | 4 |  | 10 | 1 | 1 | 1 | 1 | 2 | 2 | 1 | 1 | 2 | 70 | 20 |  |  | 10 | 1 |  |  | 2 | 1 | 2 | 2 | 2 | 2 | 2 | 1 | 1 | 2 | 1 | 2 | 2 | 1 | 5 | 0 | 0 | 0 | 0 | 0 | 0 | 0 | 0 | 0 | 9 | 0 | 9 | 0 | 0 | 9 | 9 | 9 | 9 | 0 | 0 | 0 | 0 | 0 | 0 | 0 | 0 | 0 | 0 | 0 | 0 | 0 | 0 | 0 | 0 | 0 | 0 | 9 | 9 | 9 | 9 | 9 | 9 | 9 | 9 | 9 | 9 | 9 | 0 | 0 | 0 | 0 | 0 | 0 | 0 | 0 | 0 | 0 | 9 | 0 | 0 | 0 | 0 | 0 | 0 | 9 | 9 | 9 | 0 | 9 | 9 | 0 | 0 | 0 | 0 | 0 | 0 | 0 | 0 | 0 | 0 | 0 | 0 | 0 | 0 | 0 | 0 | 0 | 0 | 0 | 0 | 0 | 0 | 0 | 0 | 0 | 0 | 0 | 0 | 0 | 9 | 9 | 9 | 9 | 9 | 9 | 9 | 0 | 0 | 0 | 9 | 9 | 9 | 9 | 9 | 9 | 9 | 0 | 9 | 0 | 0 | 0 | 0 | 0 | 0 | 0 | 0 | 0 | 0 | 9 | 9 | 0 | 9 | 0 | 0 | 0 | 0 | 0 | 0 | 0 | 0 | 0 | 0 | 0 | 0 | 0 | 0 | 0 | 9 | 9 | 9 | 9 | 9 | 9 | 9 | 9 | 9 | 9 | 9 | 9 | 9 | 9 | 9 | 9 | 9 | 0 | 0 | 0 | 0 | 0 | 0 | 0 | 0 | 0 | 0 | 0 | 0 | 0 | 0 | 0 | 0 | 9 | 9 | 9 | 9 | 9 | 0 | 1 | 0 | 0 | 0 | 0 | 0 | 0 | 0 | 9 | 0 | 0 | 9 | 9 | 0 | 9 | 9 | 1 | 1 | 0 | 0 | 0 | 0 | 9 | 0 | 0 | 0 | 0 | 0 | 0 | 0 | 9 | 9 | 9 | 9 | 9 | 9 | 9 | 9 | 9 | 9 | 9 | 9 | 9 | 9 | 9 | 9 | 0 | 0 | 0 | 0 | 0 | 0 | 0 | 0 | 9 | 0 | 9 | 0 | 0 | 0 | 0 | 0 | 0 | 9 | 9 | 9 | 9 | 9 | 9 | 9 | 0 | 9 | 9 | 0 | 0 | 0 | 9 | 9 | 9 | 9 | 9 | 9 | 9 | 0 | 0 | 0 | 9 | 9 | 9 | 9 | 9 | 9 | 9 | 0 | 0 | 9 | 9 | 9 | 9 | 9 | 0 | 0 | 0 | 0 | 0 | 0 | 9 | 9 | 9 | 9 | 9 | 9 | 9 | 0 | 9 | 9 | 9 | 9 | 9 | 9 | 9 | 0 | 9 | 9 | 9 | 9 | 9 | 9 | 9 | 9 | 9 | 0 | 0 | 9 | 9 | 9 | 1 | 0 | 0 | 0 | 0 | 0 | 0 | 0 | 0 | 0 | 0 | 0 | 0 | 9 | 9 | 0 | 0 | 0 | 9 | 9 | 9 | 9 | 0 | 0 | 0 | 0 | 0 | 0 | 0 | 0 | 0 | 0 | 0 | 0 | 0 | 0 | 9 | 0 | 0 | 9 | 0 | 9 | 0 | 9 | 0 | 0 | 0 | 0 | 0 | 9 | 0 | 0 | 0 | 0 | 0 | 0 | 0 | 0 | 0 | 0 | 0 | 0 | 9 | 9 | 0 | 0 | 9 | 9 | 0 | 0 | 0 | 0 | 0 | 0 | 0 | 0 | 0 | 0 | 0 | 0 | 0 | 0 | 0 | 226.4961 | 223.4466 | 233.0872 | 0 | 340.1776 | 227.5445 | 224.0458 | 216.8491 | 238.001 | 229.892 | 228.0553 | 223.8136 | 235.3228 | 223.3779 | 241.4113 | 233.476 | 228.7575 | 231.4243 | 224.9785 | 226.1842 | 220.8696 | 226.4961 | 226.4961 | 226.4961 | 226.4961 | 226.4961 | 226.4961 | 226.4961 | 226.4961 | 226.4961 | 226.4961 | 226.4961 | 226.4961 | 226.4961 | 226.4961 | 226.4961 | 226.4961 | 226.4961 | 226.4961 | 226.4961 | 226.4961 | 226.4961 | 226.4961 | 226.4961 | 226.4961 | 226.4961 | 226.4961 | 226.4961 | 226.4961 | 226.4961 | 226.4961 | 226.4961 | 226.4961 | 226.4961 | 226.4961 | 226.4961 | 226.4961 | 226.4961 | 226.4961 | 226.4961 | 226.4961 | 226.4961 | 226.4961 | 226.4961 | 226.4961 | 226.4961 | 226.4961 | 226.4961 | 226.4961 | 226.4961 | 226.4961 | 226.4961 | 226.4961 | 226.4961 | 226.4961 | 226.4961 | 226.4961 | 226.4961 | 226.4961 | 226.4961 | 226.4961 | 226.4961 | 226.4961 | 226.4961 | 226.4961 | 226.4961 | 226.4961 | 226.4961 | 226.4961 | 226.4961 | 226.4961 | 226.4961 | 226.4961 | 226.4961 | 226.4961 | 226.4961 | 226.4961 | 221.7848 | 226.4961 | 218.0334 | 226.4961 | 226.4961 | 226.4961 | 226.4961 | 224.4978 | 226.4961 | 226.4961 | 226.4961 | 226.4961 | 221.424 | 226.4961 | 226.4961 | 226.4961 | 226.4961 | 226.4961 | 226.4961 | 226.4961 | 226.4961 | 226.4961 | 226.4961 | 226.4961 | 226.4961 | 226.4961 | 226.4961 | 226.4961 | 226.4961 | 226.4961 | 226.4961 | 226.4961 | 226.4961 | 226.4961 | 226.4961 | 226.4961 | 226.4961 | 226.4961 | 226.4961 | 226.4961 | 226.4961 | 226.4961 | 226.4961 | 226.4961 | 226.4961 | 226.4961 | 226.4961 | 226.4961 | 226.4961 | 226.4961 | 226.4961 | 226.4961 | 226.4961 | 226.4961 | 226.4961 | 226.4961 | 226.4961 | 226.4961 | 226.4961 | 226.4961 | 226.4961 | 226.4961 | 226.4961 | 226.4961 | 226.4961 | 226.4961 | 226.4961 | 226.4961 | 226.4961 | 226.4961 | 226.4961 | 226.4961 | 226.4961 | 226.4961 | 226.4961 | 226.4961 | 226.4961 | 226.4961 | 226.4961 | 226.4961 | 226.4961 | 226.4961 | 226.4961 | 226.4961 | 226.4961 | 226.4961 | 226.4961 | 226.4961 | 226.4961 | 226.4961 | 226.4961 | 226.4961 | 226.4961 | 226.4961 | 226.4961 | 226.4961 | 226.4961 | 226.4961 | 226.4961 | 226.4961 | 226.4961 | 4936 | 630 | 1 | 8579237 | 251209 | 1229777 | 4195999 | 202767 | 42487 | 4354918 | 47585 | 206 | 28320 | 857 | 2 | [10 empty] | 0 | 0 | 0 | 0 | 0 | 0 | 0 | 0 | 9 | 9 | 4506627 | 549996 | 290947 | 80916 | 643105 | 0 | 982870 | 147448 | 530745 | 846583 | 232625 | 549996 | 290947 | 0 | 643105 | 0 | 982870 | 147448 | 530745 | 818263 | 4274002 | 0 | 80916 | 0 | 0 | 0 | 0 | 0 | 0 | 28320 | [5 empty] | 1
4419 | 4 | 9 | 4 | 1 | 172000 | 7 | 3 | 1 | 1 | 1 | 3 | 5 | 1 |  | 6 | 3 | 12 | 2 | 1 | 4 | 2 |  | 1960 | 4 |  | 1 | 2 | 2 | 1 | 2 | 1 | 2 | 2 | 1 | 1 | 1 | 1 | 2 | 1 | 2 | 2 | 1 | [6 empty] | 8 | [13 empty] | 1 | 2 | 15 |  | 1 | 1 | 1 | 1 | 2 | 2 | 2 |  | 5 | 1 | 2 | 1 | 1 | 1 |  |  |  | 12 |  |  | 1 | 1 | 1 | 168 | 7 | 172 | 7 | 1 | 2 | 1 | 1 | 2 | 2 | 1 | 1 |  | 1 | 1 | 2 |  | 2 | 2 | 1 | 1 | 2 | 2 | 1 | 2 | 2 | 2 |  |  |  | 1 |  |  | 2 |  | 2 | 2 |  |  |  | 2 |  |  | 2 |  | 100 |  | 2 | 2 | 2 | 1 | 2 | 2 | 2 |  |  |  | 100 |  |  |  | 4 | [14 empty] | 2 | 1 | 2 | 2 | 1 | 2 | 1 | [20 empty] | 1 | 1 | 2 | 2 | 2 | 2 | 1 | 2 |  |  |  | 2 | 1 |  | 100 | 1 | 2 | 2 | 1 | 2 | 2 | 2 | 2 | 10 |  |  | 90 |  |  |  |  | 4 | [13 empty] | 1 | 2 | 2 | 2 | 2 | 2 | 2 | [9 empty] | 1 | 1 | 2 | 2 | 2 | 2 | 1 | 1 | 1 | 1 | 1 | 1 | 1 | 1 | 2 | 2 |  |  |  | 1 |  |  | 2 |  | 2 |  |  | 2 | 2 |  |  |  | 2 |  |  | 2 |  | 2 | 2 |  |  |  | 2 |  |  | 2 |  | 2 |  |  |  |  | 1 |  | 1 | 2 | 2 | 2 | 2 | 3 | 2 | 1 | 1 |  |  |  | 2 | 2 |  |  | 2 |  | 2 | 2 | 1 | 2 |  | 2 | [6 empty] | 1 | 1 | [7 empty] | 2 | [9 empty] | 1 | 2 |  |  |  | 1 | 1 | 1 | 1 | 1 | 2 | 1 | 2 | 1 | 2 | 32 | 400 | 6 |  | 15 |  | 10 | [5 empty] | 1 | 125 | 6 | 2 |  | 1 | 50 | 5 | 100 | 1 | 2 | 0 | 0 | 2 |  | 2 | 2 |  | 1 | 4 | 2 |  | 1 | 12 | 2 | 90 | 4 | 1 | 75 | 3 | 1 | 1 | 1 | 2 | 2 | 2 | 1 | 2 | 75 | 5 |  |  |  | 20 |  | 2 | 2 | 1 | 1 | 1 | 2 | 2 | 2 | 1 | 2 | 1 | 1 | 2 | 1 | 1 | 5 | 0 | 0 | 0 | 0 | 0 | 0 | 0 | 0 | 0 | 9 | 0 | 0 | 0 | 0 | 0 | 0 | 0 | 9 | 0 | 0 | 0 | 0 | 0 | 0 | 0 | 0 | 0 | 0 | 0 | 0 | 0 | 0 | 0 | 0 | 0 | 0 | 9 | 9 | 9 | 9 | 9 | 9 | 9 | 9 | 9 | 9 | 9 | 0 | 0 | 0 | 0 | 0 | 0 | 0 | 0 | 0 | 0 | 9 | 0 | 0 | 0 | 0 | 0 | 0 | 9 | 9 | 9 | 0 | 9 | 9 | 0 | 0 | 0 | 0 | 0 | 0 | 0 | 0 | 0 | 0 | 0 | 0 | 0 | 0 | 0 | 0 | 0 | 0 | 0 | 0 | 0 | 0 | 0 | 0 | 0 | 0 | 0 | 0 | 9 | 9 | 9 | 0 | 9 | 9 | 0 | 9 | 0 | 0 | 9 | 9 | 9 | 0 | 9 | 9 | 0 | 9 | 0 | 9 | 0 | 0 | 0 | 0 | 0 | 0 | 0 | 9 | 9 | 9 | 0 | 9 | 9 | 9 | 0 | 9 | 9 | 9 | 9 | 9 | 9 | 9 | 9 | 9 | 9 | 9 | 9 | 9 | 9 | 0 | 0 | 0 | 0 | 0 | 0 | 0 | 9 | 9 | 9 | 9 | 9 | 9 | 9 | 9 | 9 | 9 | 9 | 9 | 9 | 9 | 9 | 9 | 9 | 0 | 0 | 0 | 0 | 0 | 0 | 0 | 0 | 9 | 9 | 9 | 0 | 0 | 9 | 0 | 0 | 0 | 0 | 0 | 0 | 0 | 0 | 0 | 0 | 9 | 9 | 0 | 9 | 9 | 9 | 9 | 0 | 9 | 9 | 9 | 9 | 9 | 9 | 9 | 9 | 9 | 9 | 9 | 9 | 9 | 0 | 0 | 0 | 0 | 0 | 0 | 0 | 9 | 9 | 9 | 9 | 9 | 9 | 9 | 9 | 9 | 0 | 0 | 0 | 0 | 0 | 0 | 0 | 0 | 0 | 0 | 0 | 0 | 0 | 0 | 0 | 0 | 9 | 9 | 9 | 0 | 9 | 9 | 0 | 9 | 0 | 9 | 9 | 0 | 0 | 9 | 9 | 9 | 0 | 9 | 9 | 0 | 9 | 0 | 0 | 9 | 9 | 9 | 0 | 9 | 9 | 0 | 9 | 0 | 9 | 9 | 9 | 9 | 0 | 9 | 0 | 0 | 0 | 0 | 0 | 0 | 1 | 1 | 9 | 9 | 9 | 9 | 9 | 0 | 9 | 9 | 9 | 9 | 9 | 9 | 9 | 0 | 9 | 9 | 9 | 9 | 9 | 9 | 9 | 9 | 9 | 0 | 0 | 9 | 9 | 9 | 0 | 0 | 0 | 0 | 0 | 0 | 0 | 0 | 0 | 0 | 0 | 0 | 0 | 9 | 0 | 9 | 0 | 9 | 9 | 9 | 9 | 9 | 0 | 0 | 0 | 0 | 9 | 0 | 0 | 0 | 0 | 0 | 0 | 0 | 0 | 0 | 9 | 0 | 0 | 9 | 0 | 0 | 0 | 9 | 0 | 0 | 0 | 0 | 0 | 0 | 0 | 0 | 0 | 0 | 0 | 0 | 0 | 0 | 0 | 0 | 0 | 0 | 9 | 9 | 9 | 0 | 9 | 0 | 0 | 0 | 0 | 0 | 0 | 0 | 0 | 0 | 0 | 0 | 0 | 0 | 0 | 0 | 0 | 203.0727 | 203.0727 | 203.0727 | 203.0727 | 203.0727 | 203.0727 | 203.0727 | 203.0727 | 203.0727 | 203.0727 | 203.0727 | 203.0727 | 203.0727 | 203.0727 | 203.0727 | 203.0727 | 203.0727 | 203.0727 | 203.0727 | 203.0727 | 203.0727 | 203.0727 | 203.0727 | 203.0727 | 203.0727 | 203.0727 | 203.0727 | 203.0727 | 203.0727 | 203.0727 | 203.0727 | 203.0727 | 203.0727 | 203.0727 | 203.0727 | 203.0727 | 203.0727 | 203.0727 | 203.0727 | 203.0727 | 203.0727 | 203.0727 | 203.0727 | 203.0727 | 203.0727 | 203.0727 | 203.0727 | 203.0727 | 203.0727 | 203.0727 | 203.0727 | 203.0727 | 203.0727 | 203.0727 | 203.0727 | 203.0727 | 203.0727 | 203.0727 | 203.0727 | 203.0727 | 203.0727 | 203.0727 | 203.0727 | 203.0727 | 203.0727 | 203.0727 | 203.0727 | 203.0727 | 203.3208 | 205.6732 | 204.6796 | 203.355 | 202.9084 | 208.1136 | 200.9216 | 203.9787 | 202.1408 | 201.4549 | 203.3472 | 203.2564 | 202.4305 | 203.0727 | 203.0727 | 203.0727 | 203.0727 | 203.0727 | 203.0727 | 202.2516 | 203.0324 | 203.0727 | 203.0727 | 204.1261 | 204.7161 | 407.3828 | 203.0727 | 203.0727 | 203.0727 | 203.0727 | 203.0727 | 203.0727 | 203.0727 | 202.8115 | 203.0727 | 203.0727 | 203.0727 | 204.9348 | 203.0727 | 203.0727 | 206.209 | 203.0727 | 203.0727 | 203.6487 | 203.0727 | 203.0727 | 203.0727 | 203.0727 | 203.0727 | 203.0727 | 203.0727 | 203.0727 | 203.0727 | 203.0727 | 203.0727 | 203.0727 | 203.0727 | 203.0727 | 203.0727 | 203.0727 | 203.0727 | 203.0727 | 203.0727 | 203.0727 | 203.0727 | 203.0727 | 203.0727 | 203.0727 | 203.0727 | 203.0727 | 203.0727 | 203.0727 | 203.0727 | 203.0727 | 203.0727 | 203.0727 | 203.0727 | 203.0727 | 203.0727 | 203.0727 | 203.0727 | 203.0727 | 203.0727 | 203.0727 | 203.0727 | 203.0727 | 203.0727 | 203.0727 | 203.0727 | 203.0727 | 203.0727 | 203.0727 | 203.0727 | 203.0727 | 203.0727 | 203.0727 | 203.0727 | 203.0727 | 203.0727 | 203.0727 | 203.0727 | 203.0727 | 203.0727 | 203.0727 | 203.0727 | 203.0727 | 203.0727 | 203.0727 | 203.0727 | 203.0727 | 203.0727 | 203.0727 | 203.0727 | 203.0727 | 203.0727 | 203.0727 | 203.0727 | 203.0727 | 203.0727 | 203.0727 | 203.0727 | 203.0727 | 203.0727 | 203.0727 | 203.0727 | 203.0727 | 203.0727 | 203.0727 | 203.0727 | 203.0727 | 1470 | 751 | 1 | 84866771 | 1055962 | 4991810 | 17032056 | 565865 | 578846 | 59331715 | 329028 |  |  |  | 1 | 1 | 2 | 2 | 2 | 1 | 2 | 2 | 8503 | 8503000 | 161069 | 2 | 3 | 0 | 0 | 0 | 3 | 9 | 9 | 2 | 3 | 8051595 | 627296 | 2098066 | 451405 | 3813002 | 0 | 5004156 | 147028 | 741612 | 63932611 | 0 | 627296 | 2098066 | 0 | 3813002 | 0 | 5004156 | 147028 | 741612 | 4600896 | 0 | 0 | 0 | 0 | 59331715 | [5 empty] | 8051595 | 0 | 451405 | 0 | 0 | 3
4508 | 1 | 1 | 4 | 1 | 1500000 | 10 | 6 | 6 | 1 | 1 | 2 | 6 | 1 |  | 995 | 6 | 15 | 2 | 1 | 14 | 2 |  | 2008 | 10 | [17 empty] | 1 | [6 empty] | 8 | [13 empty] | 2 | [9 empty] | 2 |  | 1 | 8 | 4 | 2 | 1 | 1 |  |  |  | 12 |  |  | 1 | 1 | 1 | 168 | 7 | 2000 | 10 | 1 | 1 | 1 | 1 | 2 | 2 | 1 | 1 |  | 1 | 1 | 1 | 2 | 2 | 2 | 2 | 2 | 2 | 2 | 2 | 2 | 2 | 1 | 2 | [7 empty] | 1 | 2 | 2 | [7 empty] | 100 |  | 2 | 2 | 1 | 2 | 2 | 1 | 2 |  |  | 70 |  |  | 30 |  | 3 | [7 empty] | 1 | 1 | 2 | 2 | 1 | 2 | 1 | [17 empty] | 2 | 1 | 2 | 1 | 2 | 1 | 2 |  |  |  | 2 | 1 | 2 | 2 | 2 | 2 | 1 | 2 | 2 | [5 empty] | 70 | 2 | 2 | 1 | 2 | 2 | 2 | 2 | 2 |  |  | 100 | [5 empty] | 3 |  |  | 2 | 1 | 2 |  | 1 | 1 | 2 | 2 | 2 | 2 | 2 | [16 empty] | 2 | 1 | 2 | 2 | 2 | 2 | 1 | 1 | 1 | 1 | 1 | 2 |  | 1 | 1 | 1 | 2 | [7 empty] | 3 |  |  | 2 | 2 | 2 | [7 empty] | 2 | 2 | 2 | [7 empty] | 2 | 1 | [5 empty] | 2 | 2 | 2 | 2 | 1 | 1 |  |  | 2 | 2 | [8 empty] | 2 | 1 | 2 | 2 |  | 2 | [6 empty] | 1 | 2 | [7 empty] | 2 | [9 empty] | 1 | 1 |  |  |  | 1 | 1 | 1 | 1 | 1 | 1 | 1 | 1 | 1 | 2 | 30 | 20 | 9 | 3 | 15 | 2 | 10 | [5 empty] | 1 | 1000 | 9 | 1 | 4 | 2 | 1420 | 9 | 150 | 2 | 1 | 15 | 3 | 1 | 2 | 2 | 2 |  | 1 | 15 | 1 | 2 | 1 | 25 | 1 | 90 | 4 | 1 | 60 | 3 | 1 | 1 | 1 | 2 | 2 | 1 | 1 | 2 | 90 | 5 |  |  | 1 | 5 |  | 2 | 1 | 1 | 2 | 1 | 2 | 2 | 2 | 1 | 1 | 2 | 1 | 1 | 2 | 2 | 90 | 0 | 0 | 0 | 0 | 0 | 0 | 0 | 0 | 0 | 9 | 0 | 0 | 0 | 0 | 0 | 0 | 0 | 9 | 0 | 0 | 9 | 9 | 9 | 9 | 9 | 9 | 9 | 9 | 9 | 9 | 9 | 9 | 9 | 9 | 9 | 9 | 9 | 9 | 9 | 9 | 9 | 9 | 9 | 9 | 9 | 9 | 9 | 0 | 9 | 9 | 9 | 9 | 9 | 9 | 9 | 9 | 0 | 9 | 0 | 0 | 0 | 0 | 0 | 0 | 9 | 9 | 9 | 0 | 9 | 9 | 0 | 0 | 0 | 0 | 0 | 0 | 0 | 0 | 0 | 0 | 0 | 0 | 0 | 0 | 0 | 0 | 0 | 0 | 0 | 0 | 0 | 0 | 0 | 0 | 0 | 0 | 0 | 0 | 0 | 9 | 9 | 9 | 9 | 9 | 9 | 9 | 0 | 0 | 0 | 9 | 9 | 9 | 9 | 9 | 9 | 9 | 0 | 9 | 0 | 0 | 0 | 0 | 0 | 0 | 0 | 9 | 9 | 0 | 9 | 9 | 0 | 9 | 0 | 9 | 9 | 9 | 9 | 9 | 9 | 9 | 0 | 0 | 0 | 0 | 0 | 0 | 0 | 9 | 9 | 9 | 9 | 9 | 9 | 9 | 9 | 9 | 9 | 9 | 9 | 9 | 9 | 9 | 9 | 9 | 0 | 0 | 0 | 0 | 0 | 0 | 0 | 0 | 0 | 0 | 0 | 0 | 0 | 0 | 0 | 0 | 9 | 9 | 9 | 9 | 9 | 0 | 0 | 0 | 0 | 0 | 0 | 0 | 0 | 0 | 9 | 9 | 0 | 9 | 9 | 9 | 9 | 9 | 0 | 9 | 9 | 0 | 0 | 0 | 9 | 0 | 0 | 0 | 0 | 0 | 0 | 0 | 9 | 9 | 9 | 9 | 9 | 9 | 9 | 9 | 9 | 9 | 9 | 9 | 9 | 9 | 9 | 9 | 0 | 0 | 0 | 0 | 0 | 0 | 0 | 0 | 0 | 0 | 0 | 0 | 9 | 0 | 0 | 0 | 0 | 9 | 9 | 9 | 9 | 9 | 9 | 9 | 0 | 9 | 9 | 0 | 0 | 0 | 9 | 9 | 9 | 9 | 9 | 9 | 9 | 0 | 0 | 0 | 9 | 9 | 9 | 9 | 9 | 9 | 9 | 0 | 0 | 9 | 9 | 9 | 9 | 9 | 0 | 0 | 0 | 0 | 0 | 0 | 9 | 9 | 9 | 9 | 9 | 9 | 9 | 0 | 9 | 9 | 9 | 9 | 9 | 9 | 9 | 0 | 9 | 9 | 9 | 9 | 9 | 9 | 9 | 9 | 9 | 0 | 0 | 9 | 9 | 9 | 0 | 0 | 0 | 0 | 0 | 0 | 0 | 0 | 0 | 0 | 0 | 1 | 1 | 0 | 1 | 0 | 1 | 9 | 9 | 9 | 9 | 9 | 0 | 1 | 0 | 0 | 0 | 0 | 1 | 0 | 1 | 1 | 1 | 1 | 1 | 0 | 1 | 1 | 1 | 9 | 0 | 1 | 0 | 0 | 0 | 0 | 0 | 0 | 0 | 0 | 0 | 0 | 0 | 0 | 0 | 0 | 0 | 0 | 0 | 0 | 0 | 0 | 9 | 9 | 0 | 0 | 9 | 0 | 0 | 0 | 0 | 0 | 0 | 0 | 0 | 0 | 0 | 0 | 0 | 0 | 0 | 0 | 1 | 8.1702 | 8.1718 | 8.1689 | 8.1469 | 8.173 | 8.1726 | 8.1615 | 8.1504 | 8.1651 | 8.1667 | 8.1924 | 8.1742 | 8.1891 | 8.1799 | 8.1625 | 8.1745 | 8.1456 | 8.1403 | 8.1786 | 8.1666 | 8.1651 | 8.1918 | 8.168 | 7.608 | 8.4807 | 8.1612 | 8.1835 | 8.1647 | 8.1712 | 8.1693 | 8.1783 | 8.2149 | 8.1125 | 8.1654 | 8.185 | 8.1744 | 8.1759 | 8.1679 | 8.1855 | 8.1879 | 8.1946 | 8.1661 | 8.1388 | 8.1935 | 8.1506 | 8.1398 | 8.1871 | 8.1906 | 8.1816 | 8.134 | 8.1424 | 8.1861 | 8.1575 | 8.1392 | 8.1469 | 8.1864 | 8.1775 | 8.1354 | 8.177 | 8.1612 | 8.1759 | 8.1563 | 8.1521 | 8.1775 | 8.169 | 8.181 | 8.1658 | 8.1647 | 8.1957 | 8.1715 | 8.1766 | 8.1805 | 8.135 | 8.1575 | 8.2094 | 8.1699 | 8.1852 | 8.1685 | 8.1921 | 8.1702 | 8.1702 | 8.1691 | 8.1719 | 8.1702 | 8.1736 | 8.171 | 8.1702 | 8.1702 | 8.1707 | 8.1702 | 8.1702 | 8.1702 | 8.1702 | 8.1702 | 8.1708 | 8.1842 | 8.1716 | 8.1705 | 8.1755 | 8.1708 | 8.1703 | 8.1702 | 8.1702 | 8.1728 | 8.1703 | 8.1702 | 8.1727 | 8.1702 | 8.1702 | 8.1706 | 8.1722 | 8.1702 | 8.1702 | 8.1703 | 8.17 | 8.1699 | 8.1877 | 8.1688 | 8.1701 | 8.1673 | 8.1629 | 8.1697 | 8.1978 | 8.1702 | 8.1616 | 8.1553 | 8.2104 | 8.192 | 8.1628 | 8.1705 | 8.2123 | 8.1607 | 8.1471 | 8.1836 | 8.1459 | 8.1592 | 16.4183 | 8.1687 | 8.1627 | 8.1668 | 8.1324 | 8.1701 | 8.1417 | 8.1649 | 8.1702 | 8.1702 | 8.1674 | 8.1702 | 8.1702 | 8.1715 | 8.1743 | 8.1702 | 8.1661 | 8.1667 | 8.1702 | 8.1702 | 8.1702 | 8.1702 | 8.1635 | 8.1702 | 8.1703 | 8.1702 | 8.1592 | 8.1733 | 8.1683 | 8.1595 | 8.1688 | 8.1671 | 8.1729 | 8.1727 | 8.1702 | 8.1778 | 8.1782 | 8.1702 | 8.1638 | 8.1789 | 8.124 | 8.1702 | 8.1726 | 8.1551 | 8.1692 | 8.1591 | 8.1632 | 8.1572 | 8.1567 | 8.1682 | 8.1701 | 8.1637 | 8.1746 | 8.1584 | 8.164 | 8.1592 | 8.1602 | 8.1686 | 8.176 | 8.1649 | 8.1863 | 8.1735 | 5591 | 805 | 1 | 267447949 | 5569395 | 23416200 | 79896074 | 3775740 | 1828181 | 187388553 | 1788294 | 1188 | 163322 | 5361 | 2 | [10 empty] | 0 | 0 | 0 | 0 | 0 | 0 | 0 | 0 | 9 | 9 | 186818635 | 24872436 | 5343190 | 2198837 | 16512452 | 0 | 3523924 | 632614 | 5152919 | 22392942 | 1479979 | 24872436 | 5343190 | 148940 | 16512452 | 0 | 3523924 | 632614 | 5152919 | 22229620 | 185338656 | 0 | 2049897 | 0 | 0 | 0 | 0 | 0 | 0 | 163322 | [5 empty] | 7
4736 | 2 | 3 | 4 | 1 | 116000 | 7 | 2 | 6 | 2 | 1 | 9 | 5 | 2 | 3 | 3 | 0 | 12 | 2 | 1 | 2 | 2 |  | 1997 | 7 |  | 2 | 2 | 2 | 2 | 2 | 2 | 2 | 2 | 2 | 2 | 2 | 2 | 2 | 2 | 2 | 2 | 1 | [6 empty] | 8 | [13 empty] | 1 | 2 | 4 |  | 1 | 1 | 2 | 1 | 2 | 1 | 2 |  | 2 | 1 | 2 | 1 | 1 | 1 |  |  |  | 12 |  |  | 2 | 1 | 2 | 50 | 4 | 50 | 6 | 1 | 2 | 1 | 1 | 2 | 2 | 1 | 1 |  | 1 | 1 | 1 | 1 | 2 | 2 | 2 | 2 | 2 | 2 | 2 | 2 | 2 | 1 | 2 | [7 empty] | 2 | 2 | 2 | [7 empty] | 100 |  | 2 | 2 | 1 | 2 | 2 | 2 | 2 |  |  | 100 |  |  |  |  | 3 | [7 empty] | 2 | 1 | 2 | 2 | 2 | 2 | 2 | [33 empty] | 1 | 2 | 2 | [5 empty] | 100 | 2 | 2 | 1 | 2 | 2 | 2 | 2 | 2 |  |  | 100 | [5 empty] | 3 |  |  | 2 | 1 | 2 |  | 2 | 1 | 2 | 2 | 2 | 2 | 2 | [22 empty] | 1 | 1 | 1 | 1 | 1 | 2 |  | 1 | 2 | 1 | 2 | [7 empty] | 1 |  |  | 2 | 2 | 2 | [7 empty] | 2 | 2 | 2 | [7 empty] | 2 | 1 | [5 empty] | 2 | 2 | 1 | 2 | 2 | 1 |  |  | 2 | 2 | [8 empty] | 2 | 1 | 2 | 2 |  | 2 | [6 empty] | 2 | 2 | [7 empty] | 2 | [9 empty] | 1 | 2 |  |  |  | 2 | 1 | 2 | 1 | 2 | 2 | 2 | 1 | 2 | 2 |  | 2 |  |  |  | 1 | [6 empty] | 1 | 0 | 0 |  |  |  | 6 | 2 | 2 | 2 | 2 | 0 | 0 | 2 |  | 2 | 2 |  | 1 | 3 | 2 |  | 1 | 1 | 2 | 25 | 1 |  | 5 | 1 | 1 | 1 | 2 | 2 | 2 | 1 | 1 | 2 | 80 |  |  |  | 19 | 1 |  | 1 | 1 | 1 | 2 | 2 | 2 | 2 | 2 | 1 | 2 | 2 | 1 | 2 | 2 | 2 | 0 | 0 | 0 | 0 | 0 | 0 | 0 | 0 | 0 | 0 | 0 | 0 | 0 | 0 | 0 | 0 | 0 | 0 | 9 | 0 | 0 | 0 | 0 | 0 | 0 | 0 | 0 | 0 | 0 | 0 | 0 | 0 | 0 | 0 | 0 | 0 | 0 | 9 | 9 | 9 | 9 | 9 | 9 | 9 | 9 | 9 | 9 | 9 | 0 | 0 | 0 | 0 | 0 | 0 | 0 | 0 | 0 | 0 | 9 | 0 | 0 | 0 | 0 | 0 | 0 | 9 | 9 | 9 | 0 | 9 | 9 | 0 | 0 | 0 | 0 | 0 | 1 | 0 | 0 | 0 | 0 | 0 | 0 | 0 | 0 | 0 | 0 | 0 | 0 | 0 | 0 | 0 | 0 | 0 | 0 | 0 | 0 | 0 | 0 | 0 | 9 | 9 | 9 | 9 | 9 | 9 | 9 | 0 | 0 | 0 | 9 | 9 | 9 | 9 | 9 | 9 | 9 | 0 | 9 | 0 | 0 | 0 | 0 | 0 | 0 | 0 | 9 | 9 | 0 | 9 | 9 | 9 | 9 | 0 | 9 | 9 | 9 | 9 | 9 | 9 | 9 | 0 | 0 | 0 | 0 | 0 | 0 | 0 | 9 | 9 | 9 | 9 | 9 | 9 | 9 | 9 | 9 | 9 | 9 | 9 | 9 | 9 | 9 | 9 | 9 | 9 | 9 | 9 | 9 | 9 | 9 | 9 | 9 | 9 | 9 | 9 | 9 | 9 | 0 | 0 | 0 | 9 | 9 | 9 | 9 | 9 | 0 | 0 | 0 | 0 | 0 | 0 | 0 | 0 | 0 | 9 | 9 | 0 | 9 | 9 | 9 | 9 | 9 | 0 | 9 | 9 | 0 | 0 | 0 | 9 | 0 | 0 | 0 | 0 | 0 | 0 | 0 | 9 | 9 | 9 | 9 | 9 | 9 | 9 | 9 | 9 | 9 | 9 | 9 | 9 | 9 | 9 | 9 | 9 | 9 | 9 | 9 | 9 | 9 | 0 | 0 | 0 | 0 | 0 | 1 | 9 | 0 | 0 | 0 | 0 | 9 | 9 | 9 | 9 | 9 | 9 | 9 | 0 | 9 | 9 | 0 | 0 | 0 | 9 | 9 | 9 | 9 | 9 | 9 | 9 | 0 | 0 | 0 | 9 | 9 | 9 | 9 | 9 | 9 | 9 | 0 | 0 | 9 | 9 | 9 | 9 | 9 | 0 | 0 | 0 | 0 | 0 | 0 | 9 | 9 | 9 | 9 | 9 | 9 | 9 | 0 | 9 | 9 | 9 | 9 | 9 | 9 | 9 | 0 | 9 | 9 | 9 | 9 | 9 | 9 | 9 | 9 | 9 | 0 | 0 | 9 | 9 | 9 | 0 | 0 | 0 | 0 | 0 | 0 | 0 | 0 | 0 | 0 | 9 | 0 | 9 | 9 | 9 | 0 | 9 | 9 | 9 | 9 | 9 | 9 | 0 | 0 | 0 | 9 | 9 | 9 | 0 | 0 | 0 | 0 | 0 | 0 | 0 | 0 | 9 | 0 | 0 | 9 | 0 | 0 | 0 | 9 | 0 | 0 | 0 | 0 | 0 | 9 | 0 | 0 | 0 | 0 | 0 | 0 | 0 | 0 | 0 | 0 | 0 | 9 | 9 | 9 | 0 | 0 | 9 | 0 | 0 | 0 | 0 | 0 | 0 | 0 | 0 | 0 | 0 | 0 | 0 | 0 | 0 | 0 | 0 | 62.585 | 62.585 | 62.585 | 62.585 | 62.585 | 62.585 | 62.585 | 62.585 | 62.585 | 62.585 | 62.585 | 62.585 | 62.585 | 62.585 | 62.585 | 62.585 | 62.585 | 62.585 | 62.585 | 62.585 | 62.585 | 62.585 | 62.585 | 62.585 | 62.585 | 62.585 | 62.585 | 62.585 | 62.585 | 62.585 | 62.585 | 0 | 96.5773 | 62.585 | 62.585 | 62.585 | 62.585 | 62.585 | 62.585 | 62.7423 | 60.9442 | 64.5161 | 60.0703 | 63.2747 | 62.6769 | 62.6769 | 71.6693 | 59.7512 | 63.1378 | 63.1378 | 62.585 | 62.585 | 62.585 | 62.585 | 62.585 | 62.585 | 62.585 | 62.585 | 63.1644 | 61.2973 | 62.4763 | 62.8118 | 62.585 | 62.585 | 62.585 | 62.585 | 62.585 | 62.585 | 62.585 | 62.585 | 62.585 | 62.585 | 62.585 | 62.585 | 62.585 | 62.585 | 62.585 | 62.585 | 62.585 | 62.585 | 62.585 | 62.585 | 62.585 | 62.585 | 62.585 | 62.585 | 62.585 | 62.585 | 62.585 | 62.585 | 62.585 | 62.585 | 62.585 | 62.585 | 62.585 | 62.585 | 62.585 | 62.585 | 62.585 | 62.585 | 62.585 | 62.585 | 63.7359 | 62.585 | 62.585 | 62.585 | 62.585 | 62.585 | 62.585 | 62.585 | 62.585 | 62.585 | 62.585 | 62.585 | 62.585 | 62.585 | 62.585 | 62.585 | 62.585 | 62.585 | 62.585 | 62.585 | 62.585 | 62.585 | 62.585 | 62.585 | 62.585 | 62.585 | 62.585 | 62.585 | 62.585 | 62.585 | 62.585 | 62.585 | 62.585 | 62.585 | 62.585 | 62.585 | 62.585 | 62.585 | 62.585 | 62.585 | 62.585 | 62.585 | 62.585 | 62.585 | 62.585 | 62.585 | 62.585 | 62.585 | 62.585 | 62.585 | 62.585 | 62.585 | 62.585 | 62.585 | 62.585 | 62.585 | 62.585 | 62.585 | 62.585 | 62.585 | 62.585 | 62.585 | 62.585 | 62.585 | 62.585 | 62.585 | 62.585 | 62.585 | 62.585 | 62.585 | 62.585 | 62.585 | 62.585 | 62.585 | 62.585 | 62.585 | 62.585 | 62.585 | 62.585 | 62.585 | 62.585 | 62.585 | 62.585 | 62.585 | 62.585 | 62.585 | 62.585 | 62.585 | 62.585 | 62.585 | 62.585 | 62.585 | 62.585 | 62.585 | 62.585 | 62.585 | 5051 | 1019 | 1 | 71224236 | 1791814 | 16510665 | 56334389 | 1690877 | 142414 | 14597435 | 93879 | 2127 | 292412 | 7058 | 2 | [10 empty] | 2 | 3 | 0 | 3 | 2 | 3 | 2 | 3 | 9 | 9 | 14515276 | 17693538 | 3035732 | 82159 | 8068603 | 0 | 282482 | 487079 | 32418 | 27026949 | 0 | 17693538 | 3035732 | 0 | 8068603 | 0 | 282482 | 487079 | 32418 | 26734537 | 14515276 | 0 | 82159 | 0 | 0 | 0 | 0 | 0 | 0 | 292412 | [5 empty] | 1
4817 | 1 | 2 | 4 | 1 | 49000 | 5 | 3 | 6 | 2 | 1 | 2 | 3 | 1 |  | 2 | 0 | 10 | 2 | 1 | 1 | 2 |  | 1989 | 6 |  | 1 | 2 | 2 | 1 | 1 | 2 | 2 | 2 | 1 | 1 | 2 | 2 | 2 | 1 | 2 | 2 | 1 | [6 empty] | 8 | [13 empty] | 1 | 2 | 15 |  | 2 | [5 empty] | 2 |  | 2 | 1 | 2 | 2 | 1 | 1 |  |  |  | 12 |  |  | 2 | 1 | 2 | 45 | 3 | 125 | 7 | 1 | 1 | 1 | 1 | 2 | 2 | 1 | 1 |  | 1 | 1 | 2 |  | 2 | 2 | 2 | 2 | 2 | 2 | 2 | 2 | 2 | 1 | [8 empty] | 1 | 2 | [8 empty] | 100 |  | 2 | 2 | 1 | 2 | 1 | 2 | 2 |  |  | 100 |  | 100 |  |  | 5 | 2 | [6 empty] | 2 | 2 | 2 | 1 | 2 | 2 | 2 | [7 empty] | 1 | 2 | 2 | 2 | 2 | 2 | 2 | 2 | 1 | [11 empty] | 2 | 1 | 2 | 2 | 2 | 2 | 1 | 2 | [6 empty] | 100 | 2 | 1 | 2 | 2 | 1 | 2 | 2 | 2 |  | 100 |  |  | 100 |  |  |  | 2 | 2 | 1 | [18 empty] | 1 | 2 | 2 | 2 | 2 | 2 | 2 | 2 | 1 | 2 | 1 | 2 | 2 | 2 | 2 | 2 | 1 | 3 | 1 | 3 | 2 |  | 1 | 1 | 1 | [8 empty] | 1 |  |  | 2 | 2 | [8 empty] | 2 | 2 | [8 empty] | 1 | [6 empty] | 2 | 2 | 2 | 2 | 2 | 1 |  |  | 2 | [9 empty] | 1 | 2 | 2 | 2 |  | 1 | [6 empty] | 2 | 2 | [7 empty] | 2 | [9 empty] | 1 | 2 |  |  |  | 2 | 1 | 1 | 2 | 2 | 2 | 1 | 1 | 1 | 2 | 2 |  |  |  | 60 | 3 | 1 | [5 empty] | 1 | 100 | 6 | 1 | 4 | 1 | 25 | 4 | 6 | 2 | 1 | 10 | 3 | 1 | 1 | 2 | 2 |  | 2 |  | 1 | 1 | 1 | 6 | 1 | 100 | 4 |  | 25 | 1 | 1 | 1 | 2 | 2 | 2 | 2 | 2 | 2 | 100 | [7 empty] | 2 | 1 | 2 | 2 | 2 | 2 | 2 | 2 | 1 | 3 | 1 | 2 | 2 | 1 | 0 | 0 | 0 | 0 | 0 | 0 | 0 | 0 | 0 | 0 | 9 | 0 | 0 | 0 | 0 | 0 | 0 | 0 | 9 | 0 | 0 | 0 | 0 | 0 | 0 | 0 | 0 | 0 | 0 | 0 | 0 | 0 | 0 | 0 | 0 | 0 | 0 | 9 | 9 | 9 | 9 | 9 | 9 | 9 | 9 | 9 | 9 | 9 | 0 | 0 | 0 | 0 | 9 | 9 | 9 | 9 | 9 | 0 | 9 | 0 | 0 | 0 | 0 | 0 | 0 | 9 | 9 | 9 | 0 | 9 | 9 | 0 | 0 | 0 | 0 | 0 | 0 | 0 | 0 | 0 | 0 | 0 | 0 | 0 | 0 | 0 | 0 | 0 | 0 | 0 | 0 | 0 | 0 | 0 | 0 | 0 | 0 | 0 | 0 | 9 | 9 | 9 | 9 | 9 | 9 | 9 | 9 | 0 | 0 | 9 | 9 | 9 | 9 | 9 | 9 | 9 | 9 | 0 | 9 | 0 | 0 | 0 | 0 | 0 | 0 | 0 | 9 | 9 | 0 | 9 | 0 | 9 | 9 | 0 | 1 | 9 | 9 | 9 | 9 | 9 | 9 | 0 | 0 | 0 | 0 | 0 | 0 | 0 | 9 | 9 | 9 | 9 | 9 | 9 | 9 | 0 | 0 | 0 | 0 | 0 | 0 | 0 | 0 | 0 | 9 | 9 | 9 | 9 | 9 | 9 | 9 | 9 | 1 | 1 | 1 | 1 | 1 | 1 | 0 | 0 | 9 | 9 | 9 | 9 | 9 | 9 | 0 | 0 | 0 | 0 | 0 | 0 | 0 | 0 | 0 | 9 | 0 | 9 | 9 | 0 | 9 | 9 | 9 | 0 | 1 | 0 | 9 | 9 | 9 | 9 | 9 | 9 | 9 | 9 | 9 | 9 | 9 | 9 | 9 | 9 | 9 | 9 | 9 | 9 | 0 | 0 | 0 | 0 | 0 | 0 | 0 | 0 | 0 | 1 | 1 | 1 | 1 | 1 | 1 | 0 | 0 | 0 | 0 | 0 | 0 | 9 | 0 | 0 | 0 | 9 | 9 | 9 | 9 | 9 | 9 | 9 | 9 | 0 | 9 | 9 | 0 | 0 | 9 | 9 | 9 | 9 | 9 | 9 | 9 | 9 | 0 | 0 | 9 | 9 | 9 | 9 | 9 | 9 | 9 | 9 | 0 | 9 | 9 | 9 | 9 | 9 | 9 | 0 | 0 | 0 | 0 | 0 | 0 | 9 | 9 | 9 | 9 | 9 | 9 | 9 | 0 | 9 | 9 | 9 | 9 | 9 | 9 | 9 | 0 | 9 | 9 | 9 | 9 | 9 | 9 | 9 | 9 | 9 | 0 | 0 | 9 | 9 | 9 | 0 | 0 | 0 | 0 | 0 | 0 | 0 | 0 | 0 | 0 | 0 | 9 | 9 | 9 | 0 | 0 | 0 | 9 | 9 | 9 | 9 | 9 | 0 | 0 | 0 | 0 | 0 | 0 | 0 | 0 | 0 | 0 | 0 | 0 | 0 | 0 | 0 | 0 | 0 | 9 | 0 | 9 | 0 | 0 | 0 | 0 | 0 | 0 | 0 | 9 | 0 | 0 | 0 | 0 | 0 | 0 | 0 | 0 | 0 | 0 | 0 | 9 | 9 | 9 | 9 | 9 | 9 | 9 | 0 | 0 | 0 | 0 | 0 | 0 | 0 | 0 | 0 | 0 | 0 | 0 | 0 | 0 | 0 | 279.4561 | 279.4561 | 279.4561 | 279.0893 | 280.2627 | 280.935 | 278.7786 | 420.6674 | 420.6674 | 278.0204 | 282.4953 | 281.6717 | 278.4328 | 280.6203 | 278.9258 | 278.8949 | 280.6799 | 281.182 | 278.6659 | 279.4066 | 279.5606 | 279.4561 | 279.4561 | 277.5501 | 277.5501 | 277.6116 | 280.3029 | 280.1235 | 278.0529 | 280.9159 | 276.372 | 281.1842 | 275.9599 | 279.4561 | 279.4561 | 279.4561 | 279.4561 | 279.4561 | 279.4561 | 279.4561 | 279.4561 | 279.4561 | 279.4561 | 279.4561 | 279.4561 | 279.4561 | 279.4561 | 279.4561 | 279.4561 | 279.4561 | 279.4561 | 279.4561 | 279.4561 | 279.4561 | 279.4561 | 279.4561 | 279.1549 | 279.599 | 279.4561 | 279.4561 | 276.595 | 276.595 | 277.3929 | 280.4278 | 280.866 | 280.866 | 275.1319 | 281.4002 | 279.4561 | 279.4561 | 279.4561 | 279.4561 | 279.4561 | 279.4561 | 279.4561 | 279.4561 | 279.4561 | 279.4561 | 279.4561 | 279.4561 | 279.4561 | 279.4561 | 279.4561 | 279.4561 | 279.4561 | 279.4561 | 282.1766 | 279.4561 | 279.4561 | 279.4561 | 279.4561 | 279.4561 | 279.4561 | 279.4561 | 279.4561 | 279.4561 | 279.4561 | 279.4561 | 279.4561 | 279.4561 | 279.4561 | 279.4561 | 279.4561 | 279.4561 | 279.4561 | 279.4561 | 279.4561 | 279.4561 | 279.4561 | 279.4561 | 279.4561 | 279.4561 | 279.4561 | 279.4561 | 279.4561 | 279.4561 | 279.4561 | 279.4561 | 279.4561 | 279.4561 | 279.4561 | 279.4561 | 279.4561 | 279.4561 | 279.4561 | 279.4561 | 279.4561 | 279.4561 | 279.4561 | 279.4561 | 279.4561 | 279.4561 | 279.4561 | 279.4561 | 279.4561 | 279.4561 | 279.4561 | 279.4561 | 279.4561 | 279.4561 | 279.4561 | 279.4561 | 279.4561 | 279.4561 | 279.4561 | 279.4561 | 279.4561 | 279.4561 | 279.4561 | 279.4561 | 279.4561 | 279.4561 | 279.4561 | 279.4561 | 279.4561 | 279.4561 | 279.4561 | 279.4561 | 279.4561 | 279.4561 | 279.4561 | 279.4561 | 279.4561 | 279.4561 | 279.4561 | 279.4561 | 279.4561 | 279.4561 | 279.4561 | 279.4561 | 279.4561 | 279.4561 | 279.4561 | 279.4561 | 279.4561 | 279.4561 | 279.4561 | 279.4561 | 279.4561 | 279.4561 | 279.4561 | 279.4561 | 279.4561 | 279.4561 | 279.4561 | 279.4561 | 279.4561 | 279.4561 | 279.4561 | 279.4561 | 279.4561 | 279.4561 | 279.4561 | 279.4561 | 279.4561 | 279.4561 | 279.4561 | 279.4561 | 5477 | 695 | 1 | 8472874 | 176030 | 1859966 | 6346204 | 157535 | 20748 | 2126670 | 18495 |  |  |  | 2 | [10 empty] | 0 | 0 | 0 | 0 | 0 | 0 | 9 | 9 | 9 | 9 | 1806578 | 603991 | 120528 | 75877 | 605216 | 0 | 3525408 | 50641 | 656432 | 1028203 | 149557 | 603991 | 120528 | 7293 | 605216 | 0 | 3525408 | 50641 | 656432 | 627138 | 1657021 | 0 | 68584 | 0 | 401065 | [10 empty] | 1
4889 | 4 | 9 | 4 | 1 | 24250 | 4 | 4 | 3 | 2 | 2 | 6 | 3 | 2 | 3 | 3 | 0 | 10 | 2 | 1 | 1 | 2 |  | 2000 | 8 |  | 1 | 2 | 2 | 2 | 2 | 2 | 2 | 2 | 2 | 1 | 2 | 2 | 2 | 2 | 2 | 2 | 1 | [6 empty] | 8 | [13 empty] | 1 | 2 | 1 |  | 1 | 2 | 1 | 1 | 1 | 2 | 1 | 2 | 9 | 1 | 2 | 1 | 1 | 1 |  |  |  | 12 |  |  | 2 | 1 | 1 | 100 | 6 | 100 | 7 | 1 | 1 | 1 | 1 | 1 | 2 | 2 | 2 |  | 1 | 1 | 2 |  | 2 | 2 | 2 | 2 | 2 | 2 | 2 | 2 | 2 | 1 | [8 empty] | 1 | 2 | [8 empty] | 100 |  | 2 | 2 | 1 | 2 | 1 | 2 | 2 |  |  | 90 |  | 90 |  |  | 3 | [7 empty] | 2 | 2 | 2 | 1 | 2 | 2 | 2 | [7 empty] | 2 | 2 | 1 | 2 | 2 | 2 | 2 | 2 | 1 | [11 empty] | 2 | 2 | 2 | 2 | 2 | 1 | 1 | 2 | [6 empty] | 90 | 2 | 2 | 2 | 2 | 1 | 2 | 1 | 2 |  |  |  |  | 100 |  | 100 |  | 5 | [20 empty] | 2 | 2 | 1 | 2 | 2 | 2 | 2 | 2 | 1 | [6 empty] | 1 | 1 | 2 | 1 | 2 | 2 |  | 1 | 2 | 1 | [8 empty] | 1 |  |  | 1 | 2 | [8 empty] | 2 | 2 | [8 empty] | 2 | [14 empty] | 2 | [9 empty] | 1 | 1 | 2 | 2 | 15 | 3 | [6 empty] | 1 | 2 | 2 | 2 | 2 | 2 | 1 | 2 | 2 | 2 | [9 empty] | 1 | 2 |  |  |  | 2 | 1 | 1 | 2 | 2 | 2 | 2 | 2 | 2 | 2 | 1 | [11 empty] | 1 | 90 | 5 | 1 | 4 | 1 | 80 | 5 | 10 | 2 | 1 | 40 | 4 | 1 | 2 | 2 | 2 |  | 2 |  | 2 |  | 1 | 5 | 1 | 90 | 4 |  | 20 | 1 | 1 | 1 | 2 | 2 | 2 | 2 | 2 | 2 | 100 | [6 empty] | 2 | 2 | 2 | 2 | 2 | 2 | 2 | 2 | 1 | 2 | 2 | 1 | 2 | 1 | 2 | 0 | 0 | 0 | 0 | 0 | 0 | 0 | 0 | 0 | 0 | 0 | 0 | 0 | 0 | 0 | 0 | 0 | 0 | 9 | 0 | 0 | 0 | 0 | 0 | 0 | 0 | 0 | 0 | 0 | 0 | 0 | 0 | 0 | 0 | 0 | 0 | 0 | 9 | 9 | 9 | 9 | 9 | 9 | 9 | 9 | 9 | 9 | 9 | 0 | 0 | 0 | 0 | 0 | 0 | 0 | 0 | 0 | 0 | 0 | 0 | 0 | 0 | 0 | 0 | 0 | 9 | 9 | 9 | 0 | 9 | 9 | 0 | 0 | 0 | 0 | 0 | 0 | 0 | 0 | 0 | 0 | 0 | 0 | 0 | 0 | 0 | 0 | 0 | 0 | 0 | 0 | 0 | 0 | 0 | 0 | 0 | 0 | 0 | 0 | 9 | 9 | 9 | 9 | 9 | 9 | 9 | 9 | 0 | 0 | 9 | 9 | 9 | 9 | 9 | 9 | 9 | 9 | 0 | 9 | 0 | 0 | 0 | 0 | 0 | 0 | 0 | 9 | 9 | 0 | 9 | 0 | 9 | 9 | 1 | 9 | 9 | 9 | 9 | 9 | 9 | 9 | 0 | 0 | 0 | 0 | 0 | 0 | 0 | 9 | 9 | 9 | 9 | 9 | 9 | 9 | 1 | 1 | 1 | 1 | 1 | 0 | 0 | 0 | 0 | 9 | 9 | 9 | 9 | 9 | 9 | 9 | 9 | 0 | 0 | 0 | 0 | 0 | 0 | 0 | 0 | 9 | 9 | 9 | 9 | 9 | 9 | 0 | 0 | 0 | 0 | 0 | 0 | 0 | 0 | 0 | 9 | 9 | 9 | 9 | 0 | 9 | 0 | 9 | 1 | 9 | 9 | 9 | 9 | 9 | 9 | 9 | 9 | 9 | 9 | 9 | 9 | 9 | 9 | 9 | 9 | 9 | 9 | 9 | 9 | 1 | 1 | 1 | 1 | 1 | 0 | 0 | 0 | 0 | 9 | 9 | 9 | 9 | 9 | 9 | 0 | 1 | 1 | 1 | 1 | 0 | 9 | 0 | 0 | 0 | 9 | 9 | 9 | 9 | 9 | 9 | 9 | 9 | 0 | 9 | 9 | 0 | 0 | 9 | 9 | 9 | 9 | 9 | 9 | 9 | 9 | 0 | 0 | 9 | 9 | 9 | 9 | 9 | 9 | 9 | 9 | 0 | 9 | 9 | 9 | 9 | 9 | 9 | 9 | 9 | 9 | 9 | 9 | 9 | 9 | 9 | 9 | 9 | 9 | 9 | 9 | 0 | 0 | 0 | 0 | 0 | 0 | 0 | 0 | 0 | 9 | 9 | 9 | 9 | 9 | 9 | 9 | 9 | 9 | 0 | 0 | 9 | 9 | 9 | 0 | 0 | 0 | 0 | 0 | 0 | 0 | 0 | 0 | 0 | 0 | 9 | 9 | 9 | 9 | 9 | 9 | 9 | 9 | 9 | 9 | 9 | 0 | 0 | 0 | 0 | 0 | 0 | 0 | 0 | 0 | 1 | 0 | 1 | 0 | 0 | 1 | 0 | 0 | 9 | 0 | 9 | 0 | 9 | 0 | 0 | 0 | 0 | 0 | 9 | 1 | 0 | 1 | 0 | 0 | 0 | 0 | 0 | 0 | 0 | 0 | 9 | 9 | 9 | 9 | 9 | 9 | 0 | 0 | 0 | 0 | 0 | 0 | 0 | 0 | 0 | 0 | 0 | 0 | 0 | 0 | 0 | 0 | 356.1983 | 356.1983 | 356.1983 | 356.1983 | 356.1983 | 356.1983 | 356.1983 | 356.3711 | 353.1958 | 357.8969 | 352.8359 | 356.1983 | 356.1983 | 353.0774 | 356.2492 | 353.0832 | 358.9408 | 358.8653 | 354.0179 | 356.3223 | 355.5659 | 356.578 | 356.578 | 357.0276 | 357.8235 | 357.5049 | 353.5713 | 356.6482 | 354.5062 | 359.5712 | 353.7691 | 356.0746 | 355.3233 | 356.1983 | 356.1983 | 356.1983 | 356.1983 | 356.1983 | 356.1983 | 356.1983 | 355.4103 | 355.1395 | 355.8225 | 355.8225 | 358.343 | 351.8645 | 360.6406 | 354.4862 | 354.304 | 357.5111 | 356.1983 | 356.1983 | 356.1983 | 356.1983 | 356.1983 | 356.1983 | 356.1983 | 356.1983 | 356.1983 | 356.1983 | 357.9576 | 359.931 | 356.1983 | 356.1983 | 356.1983 | 356.1983 | 359.8088 | 354.5797 | 356.1983 | 356.1983 | 356.1983 | 356.1983 | 356.1983 | 356.7401 | 355.6221 | 358.8653 | 355.786 | 356.2492 | 355.707 | 356.1983 | 356.1983 | 356.1983 | 356.1983 | 356.1983 | 356.1983 | 356.1983 | 356.1983 | 356.1983 | 356.1983 | 355.694 | 356.1983 | 356.1983 | 356.1983 | 712.3966 | 356.1983 | 356.1983 | 356.1983 | 353.0547 | 356.1983 | 356.1983 | 352.1268 | 356.9615 | 356.1983 | 356.1983 | 356.1983 | 355.4505 | 355.694 | 355.4505 | 347.3468 | 356.1983 | 358.9155 | 356.1983 | 356.1983 | 356.1983 | 356.1983 | 356.1983 | 356.1983 | 356.1983 | 356.1983 | 356.1983 | 356.1983 | 356.1983 | 356.1983 | 356.1983 | 356.1983 | 356.1983 | 356.1983 | 356.1983 | 356.1983 | 356.1983 | 356.1983 | 356.1983 | 356.1983 | 356.1983 | 356.1983 | 356.1983 | 356.1983 | 356.1983 | 356.1983 | 356.1983 | 356.1983 | 356.1983 | 356.1983 | 356.1983 | 356.1983 | 356.1983 | 356.1983 | 356.1983 | 356.1983 | 356.1983 | 356.1983 | 356.1983 | 356.1983 | 356.1983 | 356.1983 | 356.1983 | 356.1983 | 356.1983 | 356.1983 | 356.1983 | 356.1983 | 356.1983 | 356.1983 | 356.1983 | 356.1983 | 356.1983 | 356.1983 | 356.1983 | 356.1983 | 356.1983 | 356.1983 | 356.1983 | 356.1983 | 356.1983 | 356.1983 | 356.1983 | 356.1983 | 356.1983 | 356.1983 | 356.1983 | 356.1983 | 356.1983 | 356.1983 | 356.1983 | 356.1983 | 356.1983 | 356.1983 | 356.1983 | 356.1983 | 356.1983 | 356.1983 | 356.1983 | 356.1983 | 356.1983 | 356.1983 | 356.1983 | 356.1983 | 356.1983 | 1383 | 977 | 1 | 4432769 | 73109 | 629015 | 2146199 | 52694 | 22308 | 2286570 | 20415 |  |  |  | 2 | [10 empty] | 0 | 0 | 0 | 0 | 0 | 0 | 9 | 9 | 9 | 9 | 1728453 | 410757 | 153455 | 579277 | 308041 | 27810 | 2622 | 38510 | 902028 | 281816 | 21160 | 410757 | 153455 | 0 | 308041 | 27810 | 2622 | 38510 | 902028 | 281816 | 1707293 | 0 | 579277 | 0 | 0 | [10 empty] | 3
4937 | 4 | 9 | 4 |  | 6400 | 3 | 3 | 5 | 2 | 2 |  |  |  |  | 2 | 0 | 8 | 2 | 1 | 1 | 2 |  | 1980 | 6 |  | 1 | 2 | 2 | 1 | 1 | 2 | 2 | 2 | 1 | 1 | 2 | 2 | 2 | 2 | 2 | 2 | 2 | 11 | 13 | 28 | 35 | 20 | 45 | 8 |  |  | 1 | 2 | 1 | [8 empty] | 1 | 2 | 13 | 2 | 2 | [5 empty] | 2 |  | 2 | 1 | 2 | 2 | 1 | 1 |  |  |  | 12 |  |  | 2 | 1 | 2 | 50 | 4 | 12 | 4 | 1 | 2 | 1 | 1 | 2 | 1 | 2 | 2 |  | 1 | 1 | 2 |  | 2 | 2 | 2 | 2 | 2 | 2 | 2 | 2 | 2 | 1 | [8 empty] | 2 | 2 | [8 empty] | 100 |  | 1 | 1 | 2 | 2 | 2 | 1 | 2 | 85 | 25 |  |  |  | 15 |  | 1 | 2 | 1 | 1 | 2 | 2 | 2 | 2 | [24 empty] | 2 | 2 | 2 | 2 | 1 | 2 | 2 |  |  |  | 1 | 2 | 2 | 2 | 2 | 2 | 1 | 2 | [6 empty] | 85 | 1 | 1 | 2 | 2 | 2 | 2 | 2 | 2 | 50 | 50 | [6 empty] | 1 | 2 | 1 | [27 empty] | 1 | 2 | 2 | 2 | 2 | 2 | 2 | 1 | 3 | 1 | 3 | 2 |  | 1 | 2 | 1 | [8 empty] | 1 |  |  | 2 | 2 | [8 empty] | 1 | 2 | [8 empty] | 2 | [14 empty] | 2 | [9 empty] | 1 | 2 | 2 | 2 |  | 1 | [6 empty] | 2 | 2 | [7 empty] | 2 | [9 empty] | 1 | 1 |  |  |  | 2 | 1 | 1 | 1 | 2 | 2 | 2 | 2 | 1 | 2 | 5 | 1 |  |  |  |  | 1 | [5 empty] | 1 | 13 | 3 | 1 | 4 | 1 | 0 | 0 | 2 | 2 | 1 | 3 | 1 | 1 | 1 | 2 | 2 |  | 2 |  | 2 |  | 1 | 1 | 1 | 90 | 4 |  | 0 | 5 | 1 | 1 | 2 | 1 | 2 | 2 | 2 | 2 | 100 |  | 5 | [5 empty] | 2 | 2 | 2 | 2 | 2 | 2 | 2 | 4 | 1 | 1 | 1 | 2 | 2 | 2 | 70 | 0 | 0 | 0 | 0 | 0 | 0 | 9 | 9 | 9 | 9 | 0 | 0 | 0 | 0 | 0 | 0 | 0 | 9 | 0 | 0 | 0 | 0 | 0 | 0 | 0 | 0 | 0 | 0 | 0 | 0 | 0 | 0 | 0 | 0 | 0 | 0 | 9 | 0 | 0 | 0 | 9 | 9 | 9 | 9 | 9 | 9 | 9 | 0 | 0 | 0 | 0 | 9 | 9 | 9 | 9 | 9 | 0 | 9 | 0 | 0 | 0 | 0 | 0 | 0 | 9 | 9 | 9 | 0 | 9 | 9 | 0 | 0 | 0 | 0 | 0 | 1 | 0 | 0 | 0 | 0 | 0 | 0 | 0 | 0 | 0 | 0 | 0 | 0 | 0 | 0 | 0 | 0 | 0 | 0 | 0 | 0 | 0 | 0 | 9 | 9 | 9 | 9 | 9 | 9 | 9 | 9 | 0 | 0 | 9 | 9 | 9 | 9 | 9 | 9 | 9 | 9 | 0 | 9 | 0 | 0 | 0 | 0 | 0 | 0 | 0 | 0 | 0 | 9 | 9 | 9 | 0 | 9 | 0 | 0 | 0 | 0 | 0 | 0 | 0 | 0 | 9 | 9 | 9 | 9 | 9 | 9 | 9 | 9 | 9 | 9 | 9 | 9 | 9 | 9 | 9 | 9 | 9 | 9 | 9 | 9 | 9 | 9 | 9 | 9 | 0 | 0 | 0 | 0 | 0 | 0 | 0 | 0 | 0 | 0 | 0 | 0 | 0 | 0 | 0 | 9 | 9 | 9 | 9 | 9 | 9 | 0 | 0 | 0 | 0 | 0 | 0 | 0 | 0 | 0 | 0 | 0 | 9 | 9 | 9 | 9 | 9 | 9 | 0 | 0 | 0 | 9 | 9 | 9 | 9 | 9 | 9 | 9 | 9 | 9 | 9 | 9 | 9 | 9 | 9 | 9 | 9 | 9 | 9 | 9 | 9 | 9 | 9 | 9 | 9 | 9 | 9 | 9 | 0 | 0 | 0 | 0 | 0 | 0 | 0 | 1 | 1 | 1 | 1 | 1 | 9 | 0 | 0 | 0 | 9 | 9 | 9 | 9 | 9 | 9 | 9 | 9 | 0 | 9 | 9 | 0 | 0 | 9 | 9 | 9 | 9 | 9 | 9 | 9 | 9 | 0 | 0 | 9 | 9 | 9 | 9 | 9 | 9 | 9 | 9 | 0 | 9 | 9 | 9 | 9 | 9 | 9 | 9 | 9 | 9 | 9 | 9 | 9 | 9 | 9 | 9 | 9 | 9 | 9 | 9 | 1 | 9 | 9 | 9 | 9 | 9 | 9 | 9 | 0 | 9 | 9 | 9 | 9 | 9 | 9 | 9 | 9 | 9 | 0 | 0 | 9 | 9 | 9 | 0 | 0 | 0 | 0 | 0 | 0 | 0 | 0 | 0 | 0 | 0 | 0 | 9 | 9 | 9 | 9 | 0 | 9 | 9 | 9 | 9 | 9 | 0 | 0 | 0 | 0 | 0 | 0 | 0 | 0 | 0 | 0 | 0 | 0 | 0 | 0 | 0 | 0 | 0 | 9 | 0 | 9 | 0 | 9 | 0 | 0 | 0 | 0 | 0 | 9 | 0 | 0 | 0 | 0 | 0 | 0 | 0 | 0 | 0 | 0 | 0 | 9 | 0 | 9 | 9 | 9 | 9 | 9 | 0 | 0 | 0 | 0 | 0 | 0 | 0 | 0 | 0 | 0 | 0 | 0 | 0 | 0 | 0 | 1655.2421 | 1655.2421 | 1655.2421 | 1655.2421 | 1655.2421 | 1655.2421 | 1655.2421 | 1655.2421 | 1655.2421 | 1655.2421 | 1655.2421 | 1655.2421 | 1655.2421 | 1655.2421 | 1655.2421 | 1655.2421 | 1655.2421 | 1655.2421 | 1655.2421 | 1655.2421 | 1655.2421 | 1655.2421 | 1655.2421 | 1655.2421 | 1655.2421 | 1655.2421 | 1655.2421 | 1655.2421 | 1655.2421 | 1655.2421 | 1655.2421 | 1655.2421 | 1655.2421 | 1655.2421 | 1655.2421 | 1655.2421 | 1655.2421 | 1655.2421 | 1655.2421 | 1655.2421 | 1616.5296 | 1616.5296 | 1680.1457 | 1595.1223 | 1664.4475 | 1651.2603 | 1655.2421 | 1655.2421 | 1655.2421 | 1655.2421 | 1655.2421 | 1655.2421 | 1655.2421 | 1655.2421 | 1655.2421 | 1655.2421 | 1655.2421 | 1655.2421 | 1655.2421 | 1655.2421 | 1655.2421 | 1655.2421 | 1655.2421 | 1655.2421 | 1655.2421 | 1655.2421 | 1655.2421 | 1655.2421 | 1655.2421 | 1655.2421 | 1655.2421 | 1655.2421 | 1655.2421 | 1655.2421 | 1655.2421 | 1655.2421 | 1655.2421 | 2508.032 | 0 | 1655.2421 | 1655.2421 | 1655.2421 | 1655.2421 | 1655.2421 | 1655.2421 | 1655.2421 | 1655.2421 | 1655.2421 | 1655.2421 | 1655.2421 | 1655.2421 | 1655.2421 | 1655.2421 | 1655.2421 | 1655.2421 | 1655.2421 | 1655.2421 | 1655.2421 | 1655.2421 | 1655.2421 | 1655.2421 | 1655.2421 | 1655.2421 | 1655.2421 | 1655.2421 | 1655.2421 | 1655.2421 | 1655.2421 | 1655.2421 | 1655.2421 | 1655.2421 | 1655.2421 | 1655.2421 | 1655.2421 | 1655.2421 | 1655.2421 | 1655.2421 | 1655.2421 | 1655.2421 | 1655.2421 | 1655.2421 | 1655.2421 | 1655.2421 | 1655.2421 | 1655.2421 | 1655.2421 | 1655.2421 | 1655.2421 | 1655.2421 | 1655.2421 | 1655.2421 | 1655.2421 | 1655.2421 | 1655.2421 | 1655.2421 | 1655.2421 | 1655.2421 | 1655.2421 | 1655.2421 | 1655.2421 | 1655.2421 | 1655.2421 | 1655.2421 | 1655.2421 | 1655.2421 | 1655.2421 | 1655.2421 | 1655.2421 | 1655.2421 | 1655.2421 | 1655.2421 | 1655.2421 | 1655.2421 | 1655.2421 | 1655.2421 | 1655.2421 | 1655.2421 | 1655.2421 | 1655.2421 | 1655.2421 | 1655.2421 | 1655.2421 | 1655.2421 | 1655.2421 | 1655.2421 | 1655.2421 | 1655.2421 | 1655.2421 | 1655.2421 | 1655.2421 | 1655.2421 | 1655.2421 | 1655.2421 | 1655.2421 | 1655.2421 | 1655.2421 | 1655.2421 | 1655.2421 | 1655.2421 | 1655.2421 | 1655.2421 | 1655.2421 | 1655.2421 | 1655.2421 | 1655.2421 | 1655.2421 | 1655.2421 | 1655.2421 | 1655.2421 | 1655.2421 | 1655.2421 | 1655.2421 | 1655.2421 | 1655.2421 | 1655.2421 | 1655.2421 | 1655.2421 | 1655.2421 | 6935 | 134 | 1 | 474336 | 10660 | 90113 | 307466 | 8850 | 1628 | 166870 | 1810 |  |  |  | 2 | [10 empty] | 0 | 0 | 0 | 0 | 0 | 0 | 9 | 9 | 9 | 9 | 163220 | 13814 | 15410 | 3650 | 53969 | 0 | 37420 | 7903 | 79117 | 99833 | 0 | 13814 | 15410 | 0 | 53969 | 0 | 37420 | 7903 | 79117 | 99833 | 163220 | 0 | 3650 | 0 | 0 | [10 empty] | 1
5364 | 4 | 9 | 4 | 1 | 15250 | 4 | 3 | 7 | 2 | 1 | 8 | 2 | 2 | 3 | 3 | 0 | 10 | 2 | 1 | 1 | 2 |  | 1965 | 4 |  | 1 | 2 | 2 | 2 | 2 | 2 | 2 | 2 | 1 | 1 | 1 | 1 | 2 | 2 | 2 | 2 | 1 | [6 empty] | 8 | [13 empty] | 1 | 2 | 1 |  | 1 | 2 | 1 | 1 | 1 | 2 | 1 | 2 | 9 | 1 | 2 | 1 | 1 | 1 |  |  |  | 12 |  |  | 2 | 1 | 1 | 100 | 6 | 50 | 6 | 1 | 2 | 1 | 1 | 2 | 2 | 2 | 2 |  | 1 | 1 | 2 |  | 2 | 2 | 2 | 1 | 2 | 2 | 2 | 2 | 2 | 1 | [8 empty] | 2 | 2 | [8 empty] | 100 |  | 2 | 2 | 1 | 2 | 2 | 2 | 2 |  |  | 100 |  |  |  |  | 3 | 2 | [6 empty] | 2 | 2 | 2 | 2 | 1 | 2 | 1 | [27 empty] | 1 | 2 | 2 | 2 | 2 | 2 | 2 | 2 |  |  |  |  | 1 |  | 100 | 2 | 2 | 2 | 1 | 2 | 2 | 2 | 2 |  |  |  | 100 |  |  |  |  | 4 | [13 empty] | 1 | 2 | 2 | 2 | 2 | 2 | 2 | [9 empty] | 1 | 2 | 2 | 2 | 2 | 2 | 1 | 1 | 1 | 1 | 1 | 2 |  | 1 | 1 | 2 | [8 empty] | 2 |  |  | 2 | 2 | [8 empty] | 2 | 2 | [8 empty] | 2 | [14 empty] | 2 |  |  |  |  | 2 |  |  |  |  | 1 | 1 | 2 | 2 | 15 | 3 | [6 empty] | 1 | 2 | [7 empty] | 2 | [9 empty] | 1 | 2 |  |  |  | 2 | 1 | 1 | 1 | 2 | 2 | 2 | 2 | 2 | 2 | 1 | 1 | [10 empty] | 1 | 40 | 4 | 1 | 4 | 2 | 35 | 4 | 5 | 2 | 1 | 3 | 1 | 2 |  | 2 | 2 |  | 2 |  | 2 |  | 1 | 3 | 1 | 90 | 4 |  | 10 | 1 | 1 | 1 | 2 | 2 | 2 | 2 | 2 | 2 | 100 | [6 empty] | 2 | 2 | 2 | 2 | 2 | 2 | 2 | 2 | 1 | 2 | 3 | 2 | 2 | 2 | 2 | 0 | 0 | 0 | 0 | 0 | 0 | 0 | 0 | 0 | 0 | 0 | 0 | 0 | 0 | 0 | 0 | 0 | 0 | 9 | 0 | 0 | 0 | 0 | 0 | 0 | 0 | 0 | 0 | 0 | 0 | 0 | 0 | 0 | 0 | 0 | 0 | 0 | 9 | 9 | 9 | 9 | 9 | 9 | 9 | 9 | 9 | 9 | 9 | 0 | 0 | 0 | 0 | 0 | 0 | 0 | 0 | 0 | 0 | 0 | 0 | 0 | 0 | 0 | 0 | 0 | 9 | 9 | 9 | 0 | 9 | 9 | 0 | 0 | 0 | 0 | 0 | 0 | 0 | 0 | 0 | 0 | 0 | 0 | 0 | 0 | 0 | 0 | 0 | 0 | 0 | 0 | 0 | 0 | 0 | 0 | 0 | 0 | 0 | 0 | 9 | 9 | 9 | 9 | 9 | 9 | 9 | 9 | 0 | 0 | 9 | 9 | 9 | 9 | 9 | 9 | 9 | 9 | 0 | 9 | 0 | 0 | 0 | 0 | 0 | 0 | 0 | 9 | 9 | 0 | 9 | 9 | 9 | 9 | 0 | 0 | 9 | 9 | 9 | 9 | 9 | 9 | 0 | 0 | 0 | 0 | 0 | 0 | 0 | 9 | 9 | 9 | 9 | 9 | 9 | 9 | 9 | 9 | 9 | 9 | 9 | 9 | 9 | 9 | 9 | 9 | 9 | 9 | 9 | 9 | 9 | 9 | 9 | 0 | 0 | 0 | 0 | 0 | 0 | 0 | 0 | 9 | 9 | 9 | 9 | 0 | 9 | 0 | 0 | 0 | 0 | 0 | 0 | 0 | 0 | 0 | 9 | 9 | 9 | 0 | 9 | 9 | 9 | 9 | 0 | 9 | 9 | 9 | 9 | 9 | 9 | 9 | 9 | 9 | 9 | 9 | 9 | 9 | 0 | 0 | 0 | 0 | 0 | 0 | 0 | 9 | 9 | 9 | 9 | 9 | 9 | 9 | 9 | 9 | 0 | 0 | 0 | 0 | 0 | 0 | 0 | 1 | 1 | 1 | 1 | 1 | 9 | 0 | 0 | 0 | 9 | 9 | 9 | 9 | 9 | 9 | 9 | 9 | 0 | 9 | 9 | 0 | 0 | 9 | 9 | 9 | 9 | 9 | 9 | 9 | 9 | 0 | 0 | 9 | 9 | 9 | 9 | 9 | 9 | 9 | 9 | 0 | 9 | 9 | 9 | 9 | 9 | 9 | 9 | 9 | 9 | 9 | 9 | 9 | 9 | 9 | 9 | 9 | 9 | 9 | 9 | 0 | 9 | 9 | 9 | 9 | 9 | 9 | 9 | 0 | 9 | 9 | 9 | 9 | 9 | 9 | 9 | 9 | 9 | 0 | 0 | 9 | 9 | 9 | 0 | 0 | 0 | 0 | 0 | 0 | 0 | 0 | 0 | 0 | 0 | 0 | 9 | 9 | 9 | 9 | 9 | 9 | 9 | 9 | 9 | 9 | 0 | 0 | 0 | 0 | 0 | 0 | 0 | 0 | 0 | 1 | 0 | 0 | 0 | 0 | 9 | 0 | 0 | 9 | 0 | 9 | 0 | 9 | 0 | 0 | 0 | 0 | 0 | 9 | 1 | 0 | 1 | 0 | 0 | 0 | 0 | 0 | 0 | 0 | 0 | 9 | 9 | 9 | 9 | 9 | 9 | 0 | 0 | 0 | 0 | 0 | 0 | 0 | 0 | 0 | 0 | 0 | 0 | 0 | 0 | 0 | 0 | 79.9495 | 79.9495 | 79.9495 | 79.9495 | 79.9495 | 79.9495 | 79.9495 | 79.9495 | 79.9495 | 79.9495 | 79.9495 | 79.9495 | 79.9495 | 79.9495 | 79.9495 | 79.9495 | 79.9495 | 79.9495 | 79.9495 | 79.9495 | 79.9495 | 79.9495 | 79.9495 | 79.9495 | 79.9495 | 79.9495 | 79.9495 | 79.9495 | 79.9495 | 79.9495 | 79.9495 | 79.9495 | 79.9495 | 79.9495 | 79.9495 | 79.9495 | 79.9495 | 79.9495 | 79.9495 | 79.9495 | 79.9495 | 79.9495 | 79.9495 | 79.9495 | 79.9495 | 79.9495 | 79.9495 | 79.9495 | 79.9495 | 79.9495 | 79.9495 | 79.9495 | 79.9495 | 79.9495 | 79.9495 | 79.9495 | 79.9495 | 79.9495 | 79.9495 | 79.9495 | 79.9495 | 79.9495 | 79.9495 | 79.9495 | 79.9495 | 79.9495 | 79.9495 | 79.9495 | 80.0472 | 80.9733 | 80.5821 | 80.0607 | 79.8848 | 81.9341 | 79.1026 | 80.3062 | 79.5826 | 79.3126 | 80.0576 | 80.0218 | 79.6967 | 79.9495 | 79.9495 | 79.9495 | 79.9495 | 79.9495 | 79.9495 | 79.6262 | 79.9337 | 79.9495 | 79.9495 | 80.3642 | 80.5965 | 160.3862 | 79.9495 | 79.9495 | 79.9495 | 79.9495 | 79.9495 | 79.9495 | 79.9495 | 79.8467 | 79.9495 | 79.9495 | 79.9495 | 80.6826 | 79.9495 | 79.9495 | 81.1843 | 79.9495 | 79.9495 | 80.1763 | 79.9495 | 79.9495 | 79.9495 | 79.9495 | 79.9495 | 79.9495 | 79.9495 | 79.9495 | 79.9495 | 79.9495 | 79.9495 | 79.9495 | 79.9495 | 79.9495 | 79.9495 | 79.9495 | 79.9495 | 79.9495 | 79.9495 | 79.9495 | 79.9495 | 79.9495 | 79.9495 | 79.9495 | 79.9495 | 79.9495 | 79.9495 | 79.9495 | 79.9495 | 79.9495 | 79.9495 | 79.9495 | 79.9495 | 79.9495 | 79.9495 | 79.9495 | 79.9495 | 79.9495 | 79.9495 | 79.9495 | 79.9495 | 79.9495 | 79.9495 | 79.9495 | 79.9495 | 79.9495 | 79.9495 | 79.9495 | 79.9495 | 79.9495 | 79.9495 | 79.9495 | 79.9495 | 79.9495 | 79.9495 | 79.9495 | 79.9495 | 79.9495 | 79.9495 | 79.9495 | 79.9495 | 79.9495 | 79.9495 | 79.9495 | 79.9495 | 79.9495 | 79.9495 | 79.9495 | 79.9495 | 79.9495 | 79.9495 | 79.9495 | 79.9495 | 79.9495 | 79.9495 | 79.9495 | 79.9495 | 79.9495 | 79.9495 | 79.9495 | 79.9495 | 79.9495 | 79.9495 | 79.9495 | 79.9495 | 79.9495 | 1842 | 467 | 1 | 3125011 | 50497 | 420061 | 1433248 | 35605 | 16505 | 1691763 | 14892 |  |  |  | 2 | [10 empty] | 0 | 0 | 0 | 0 | 0 | 0 | 9 | 9 | 9 | 9 | 1691763 | 0 | 243894 | 8500 | 381081 | 0 | 8220 | 43525 | 373801 | 374227 | 0 | 0 | 243894 | 8500 | 381081 | 0 | 8220 | 43525 | 373801 | 374227 | 1691763 | 0 | 0 | 0 | 0 | [10 empty] | 3
5373 | 3 | 5 | 4 | 1 | 600000 | 9 | 2 | 6 | 2 | 1 | 1 | 5 | 1 |  | 11 | 3 | 18 | 2 | 1 | 9 | 2 |  | 2007 | 9 |  | 1 | 2 | 2 | 2 | 1 | 2 | 2 | 2 | 1 | 1 | 2 | 2 | 2 | 1 | 2 | 2 | 1 | [6 empty] | 8 | [13 empty] | 2 | [9 empty] | 2 |  | 2 | 1 | 2 | 2 | 2 |  |  | 2 | 2 | 12 |  |  | 1 | 1 | 1 | 168 | 7 | 880 | 9 | 1 | 2 | 1 | 1 | 1 | 2 | 1 | 1 |  | 1 | 1 | 1 | 1 | 2 | 2 | 2 | 2 | 2 | 2 | 2 | 2 | 2 | 1 | 2 | [7 empty] | 2 | 2 | 2 | [7 empty] | 100 |  | 2 | 2 | 1 | 2 | 2 | 2 | 2 |  |  | 100 |  |  |  |  | 3 | [7 empty] | 1 | 1 | 2 | 2 | 1 | 2 | 1 | [27 empty] | 1 | 1 | 2 | 2 | 1 | 2 | 1 | 2 | 2 | [5 empty] | 70 | 2 | 1 | 1 | 2 | 2 | 2 | 2 | 2 |  | 5 | 95 | [5 empty] | 3 |  | 1 | 2 | 1 | 2 |  | 1 | 1 | 2 | 2 | 2 | 1 | 2 | [16 empty] | 1 | 1 | 2 | 2 | 1 | 2 | 1 | 1 | 2 | 1 | 2 | 1 | 1 | 1 | 2 | 1 | 2 | [7 empty] | 1 |  |  | 1 | 2 | 2 | [7 empty] | 2 | 2 | 2 | [7 empty] | 2 | 1 | [5 empty] | 2 | 2 | 2 | 2 | 2 | 1 |  |  | 2 | 2 | [8 empty] | 1 | 2 | 2 | 2 |  | 1 | [6 empty] | 1 | 1 | 2 | 1 | 2 | 2 | 2 | 1 | 2 | 1 | [9 empty] | 1 | 1 |  |  |  | 1 | 1 | 1 | 1 | 1 | 1 | 2 | 1 | 1 | 2 | 100 | 50 | 15 | 5 |  | 3 | 22 | [5 empty] | 1 | 950 | 8 | 1 | 3 | 1 | 100 | 6 | 300 | 1 | 1 | 20 | 4 | 1 | 3 | 1 | 1 |  | 1 | 12 | 2 |  | 1 | 80 | 1 | 100 | 4 | 1 | 20 | 1 | 1 | 1 | 1 | 1 | 2 | 2 | 1 | 2 | 95 | 5 | 1 |  |  | 5 |  | 1 | 1 | 1 | 1 | 1 | 2 | 1 | 2 | 4 | 1 | 2 | 1 | 1 | 2 | 1 | 10 | 0 | 0 | 0 | 0 | 0 | 0 | 0 | 0 | 0 | 9 | 0 | 0 | 0 | 0 | 0 | 0 | 0 | 9 | 0 | 0 | 0 | 0 | 0 | 0 | 0 | 0 | 0 | 0 | 0 | 0 | 0 | 0 | 0 | 0 | 0 | 0 | 9 | 9 | 9 | 9 | 9 | 9 | 9 | 9 | 9 | 9 | 9 | 0 | 9 | 9 | 9 | 9 | 9 | 9 | 9 | 9 | 0 | 9 | 0 | 0 | 0 | 0 | 0 | 9 | 9 | 0 | 0 | 0 | 9 | 9 | 0 | 0 | 0 | 0 | 0 | 0 | 0 | 0 | 0 | 0 | 0 | 0 | 0 | 0 | 0 | 0 | 0 | 0 | 0 | 0 | 0 | 0 | 0 | 0 | 0 | 0 | 0 | 0 | 0 | 9 | 9 | 9 | 9 | 9 | 9 | 9 | 0 | 0 | 0 | 9 | 9 | 9 | 9 | 9 | 9 | 9 | 0 | 9 | 0 | 0 | 0 | 0 | 0 | 0 | 0 | 9 | 9 | 0 | 9 | 9 | 9 | 9 | 0 | 9 | 9 | 9 | 9 | 9 | 9 | 9 | 0 | 0 | 0 | 0 | 0 | 0 | 0 | 9 | 9 | 9 | 9 | 9 | 9 | 9 | 9 | 9 | 9 | 9 | 9 | 9 | 9 | 9 | 9 | 9 | 9 | 9 | 9 | 9 | 9 | 9 | 9 | 0 | 0 | 0 | 0 | 0 | 0 | 0 | 0 | 0 | 9 | 9 | 9 | 9 | 9 | 0 | 0 | 0 | 0 | 0 | 0 | 0 | 0 | 0 | 9 | 0 | 0 | 9 | 9 | 9 | 9 | 9 | 0 | 9 | 0 | 0 | 0 | 0 | 9 | 0 | 0 | 0 | 0 | 0 | 0 | 0 | 9 | 9 | 9 | 9 | 9 | 9 | 9 | 9 | 9 | 9 | 9 | 9 | 9 | 9 | 9 | 9 | 0 | 0 | 0 | 0 | 0 | 0 | 0 | 0 | 0 | 0 | 0 | 0 | 0 | 0 | 0 | 0 | 0 | 9 | 9 | 9 | 9 | 9 | 9 | 9 | 0 | 9 | 9 | 0 | 0 | 0 | 9 | 9 | 9 | 9 | 9 | 9 | 9 | 0 | 0 | 0 | 9 | 9 | 9 | 9 | 9 | 9 | 9 | 0 | 0 | 9 | 9 | 9 | 9 | 9 | 0 | 0 | 0 | 0 | 0 | 0 | 9 | 9 | 9 | 9 | 9 | 9 | 9 | 0 | 0 | 0 | 0 | 0 | 0 | 0 | 0 | 0 | 9 | 9 | 9 | 9 | 9 | 9 | 9 | 9 | 9 | 0 | 0 | 9 | 9 | 9 | 0 | 0 | 0 | 0 | 0 | 0 | 0 | 0 | 0 | 0 | 0 | 0 | 0 | 0 | 9 | 0 | 0 | 9 | 9 | 9 | 9 | 9 | 0 | 0 | 0 | 0 | 0 | 0 | 0 | 0 | 0 | 0 | 0 | 0 | 0 | 0 | 0 | 0 | 0 | 9 | 0 | 0 | 0 | 9 | 0 | 0 | 0 | 0 | 0 | 0 | 0 | 0 | 0 | 0 | 0 | 0 | 0 | 0 | 0 | 0 | 0 | 0 | 0 | 9 | 9 | 0 | 9 | 0 | 0 | 0 | 0 | 0 | 0 | 0 | 0 | 0 | 0 | 0 | 0 | 0 | 0 | 0 | 0 | 9.0929 | 9.0887 | 9.0947 | 9.0688 | 9.098 | 9.1058 | 9.0887 | 9.0619 | 9.0915 | 9.0981 | 9.1133 | 9.0976 | 9.1156 | 9.1081 | 9.0894 | 9.1025 | 9.0679 | 9.0587 | 9.1067 | 9.089 | 9.0877 | 9.1197 | 9.093 | 9.1296 | 9.1001 | 9.0861 | 9.1079 | 9.0901 | 9.0984 | 9.0905 | 9.1018 | 9.1498 | 9.0302 | 9.0906 | 9.1036 | 9.0907 | 9.1 | 9.0906 | 9.1106 | 9.1125 | 9.1215 | 9.089 | 0 | 13.6793 | 9.0709 | 9.0572 | 9.1122 | 9.1164 | 9.1063 | 9.0508 | 9.0676 | 9.0998 | 9.0652 | 9.066 | 9.066 | 9.1117 | 9.1009 | 9.0527 | 9.1065 | 9.0875 | 9.0947 | 9.0795 | 9.0823 | 9.1001 | 9.0777 | 9.1125 | 9.0919 | 9.0836 | 9.118 | 9.102 | 9.0884 | 9.1047 | 9.0524 | 9.0783 | 9.1385 | 9.0929 | 9.1108 | 9.0926 | 9.1202 | 9.0929 | 9.0929 | 9.0929 | 9.0929 | 9.0929 | 9.0929 | 9.0929 | 9.0929 | 9.0929 | 9.0935 | 9.0929 | 9.0929 | 9.0929 | 9.0929 | 9.0929 | 9.0929 | 9.0929 | 9.0929 | 9.0929 | 9.0929 | 9.0929 | 9.0929 | 9.0929 | 9.0929 | 9.0929 | 9.0929 | 9.0929 | 9.0929 | 9.0929 | 9.0929 | 9.0929 | 9.0929 | 9.0929 | 9.0929 | 9.0929 | 9.0929 | 9.0929 | 9.1276 | 9.0914 | 9.0929 | 9.0894 | 9.0845 | 9.0929 | 9.125 | 9.0929 | 9.0829 | 9.0753 | 9.1064 | 9.1187 | 9.0845 | 9.0929 | 9.1223 | 9.0819 | 9.0669 | 9.1089 | 9.0641 | 9.0812 | 9.137 | 9.0914 | 9.0845 | 9.089 | 9.0492 | 9.0929 | 9.0499 | 9.0877 | 9.0929 | 9.0929 | 9.0916 | 9.0929 | 9.0929 | 9.0936 | 9.0949 | 9.0929 | 9.091 | 9.0889 | 9.0929 | 9.0929 | 9.0929 | 9.0929 | 9.0851 | 9.0929 | 9.0929 | 9.0929 | 9.0842 | 9.0965 | 9.09 | 9.0829 | 9.0929 | 9.0894 | 9.0949 | 9.0918 | 9.0929 | 9.101 | 9.1022 | 9.0929 | 9.0855 | 9.1023 | 9.0409 | 9.0929 | 9.0958 | 9.0795 | 9.0918 | 9.0784 | 9.0872 | 9.0778 | 9.0772 | 9.0906 | 9.0912 | 9.0854 | 9.0964 | 9.0792 | 9.0858 | 9.0802 | 9.083 | 9.0911 | 9.0929 | 9.0929 | 9.0929 | 9.0929 | 2715 | 2487 | 1 | 292720631 | 3481495 | 32186563 | 109820553 | 2193259 | 1784391 | 182900078 | 1288236 | 0 | 0 | 0 | 2 | [10 empty] | 0 | 0 | 0 | 0 | 0 | 0 | 0 | 0 | 9 | 9 | 176487936 | 45583151 | 6164373 | 6412142 | 17076191 | 3057818 | 7241380 | 909977 | 7904552 | 21883111 | 0 | 45583151 | 6164373 | 0 | 17076191 | 3057818 | 7241380 | 909977 | 7904552 | 21883111 | 176487936 | 0 | 6412142 | 0 | 0 | 0 | 0 | 0 | 0 | 0 | [5 empty] | 2
5554 | 4 | 9 | 4 | 1 | 65000 | 6 | 2 | 4 | 2 | 2 | 2 | 4 | 2 | 2 | 2 | 0 | 12 | 1 | 1 | 1 | 2 |  | 1997 | 7 |  | 1 | 2 | 2 | 2 | 1 | 2 | 2 | 2 | 1 | 2 | 2 | 2 | 2 | 2 | 2 | 2 | 1 | [6 empty] | 8 | [13 empty] | 2 | [9 empty] | 2 |  | 3 | 1 | 2 | 2 | 2 |  |  | 2 | 2 | 12 |  |  | 2 | 1 | 1 | 84 | 5 | 178 | 7 | 1 | 1 | 1 | 1 | 2 | 2 | 2 | 2 |  | 1 | 1 | 2 |  | 2 | 2 | 2 | 2 | 2 | 2 | 2 | 2 | 2 | 1 | [8 empty] | 1 | 2 | [8 empty] | 100 |  | 2 | 1 | 1 | 2 | 2 | 2 | 2 |  | 30 | 70 |  |  |  |  | 3 |  | 1 | 1 | 2 | 2 | 2 | 2 | 1 | 1 | 2 | 2 | 2 | 2 | 2 | [27 empty] | 2 | 1 | 2 | 2 | 2 | 2 | 1 | 2 | [6 empty] | 100 | 2 | 1 | 1 | 2 | 2 | 2 | 2 | 2 |  | 30 | 70 | [5 empty] | 3 |  | 1 | 1 | 2 | 2 |  | 2 | 1 | 2 | 2 | 2 | 2 | 2 | [16 empty] | 2 | 1 | 2 | 2 | 2 | 2 | 2 | 1 | 2 | 1 | 2 | 1 | 1 | 1 | 2 | 1 | [8 empty] | 3 |  |  | 2 | 2 | [8 empty] | 2 | 2 | [8 empty] | 2 | [14 empty] | 2 | [9 empty] | 1 | 2 | 2 | 2 |  | 1 | [6 empty] | 2 | 2 | [7 empty] | 2 | [9 empty] | 1 | 1 |  |  |  | 2 | 1 | 1 | 1 | 2 | 2 | 2 | 1 | 1 | 2 | 5 | 10 |  |  |  | 2 | 4 | [5 empty] | 1 | 140 | 6 | 1 | 2 | 1 | 180 | 6 | 29 | 4 | 1 | 13 | 3 | 1 | 1 | 2 | 2 |  | 1 | 10 | 2 |  | 1 | 1 | 2 | 100 | 4 |  | 20 | 1 | 1 | 1 | 1 | 2 | 2 | 1 | 2 | 2 | 90 | 5 |  |  | 5 |  |  |  | 1 | 1 | 2 | 2 | 2 | 2 | 2 | 4 | 1 | 3 | 2 | 1 | 2 | 2 | 0 | 0 | 0 | 0 | 0 | 0 | 0 | 0 | 0 | 0 | 0 | 0 | 0 | 0 | 0 | 0 | 0 | 0 | 9 | 0 | 0 | 0 | 0 | 0 | 0 | 0 | 0 | 0 | 0 | 0 | 0 | 0 | 0 | 0 | 0 | 0 | 0 | 9 | 9 | 9 | 9 | 9 | 9 | 9 | 9 | 9 | 9 | 9 | 0 | 9 | 9 | 9 | 9 | 9 | 9 | 9 | 9 | 0 | 9 | 0 | 0 | 0 | 0 | 0 | 9 | 9 | 0 | 0 | 0 | 9 | 9 | 0 | 0 | 0 | 0 | 0 | 0 | 0 | 0 | 0 | 0 | 0 | 0 | 0 | 0 | 0 | 0 | 0 | 0 | 0 | 0 | 0 | 0 | 0 | 0 | 0 | 0 | 0 | 0 | 9 | 9 | 9 | 9 | 9 | 9 | 9 | 9 | 0 | 0 | 9 | 9 | 9 | 9 | 9 | 9 | 9 | 9 | 0 | 9 | 0 | 0 | 0 | 0 | 0 | 0 | 0 | 9 | 0 | 0 | 9 | 9 | 9 | 9 | 0 | 9 | 0 | 0 | 0 | 0 | 0 | 0 | 0 | 0 | 0 | 0 | 0 | 0 | 0 | 9 | 9 | 9 | 9 | 9 | 9 | 9 | 9 | 9 | 9 | 9 | 9 | 9 | 9 | 9 | 9 | 9 | 9 | 9 | 9 | 9 | 9 | 9 | 9 | 0 | 0 | 0 | 0 | 0 | 0 | 0 | 0 | 9 | 9 | 9 | 9 | 9 | 9 | 0 | 0 | 0 | 0 | 0 | 0 | 0 | 0 | 0 | 9 | 0 | 0 | 9 | 9 | 9 | 9 | 9 | 0 | 9 | 0 | 0 | 0 | 0 | 9 | 0 | 0 | 0 | 0 | 0 | 0 | 0 | 9 | 9 | 9 | 9 | 9 | 9 | 9 | 9 | 9 | 9 | 9 | 9 | 9 | 9 | 9 | 9 | 0 | 0 | 0 | 0 | 0 | 0 | 0 | 0 | 0 | 0 | 0 | 0 | 0 | 0 | 0 | 0 | 9 | 9 | 9 | 9 | 9 | 9 | 9 | 9 | 0 | 9 | 9 | 0 | 0 | 9 | 9 | 9 | 9 | 9 | 9 | 9 | 9 | 0 | 0 | 9 | 9 | 9 | 9 | 9 | 9 | 9 | 9 | 0 | 9 | 9 | 9 | 9 | 9 | 9 | 9 | 9 | 9 | 9 | 9 | 9 | 9 | 9 | 9 | 9 | 9 | 9 | 9 | 0 | 9 | 9 | 9 | 9 | 9 | 9 | 9 | 0 | 9 | 9 | 9 | 9 | 9 | 9 | 9 | 9 | 9 | 1 | 1 | 9 | 9 | 9 | 1 | 0 | 0 | 0 | 0 | 0 | 0 | 0 | 0 | 0 | 0 | 0 | 9 | 9 | 9 | 0 | 0 | 9 | 9 | 9 | 9 | 9 | 0 | 0 | 0 | 0 | 0 | 0 | 0 | 0 | 0 | 0 | 0 | 0 | 0 | 0 | 0 | 0 | 0 | 9 | 0 | 0 | 0 | 9 | 0 | 0 | 0 | 0 | 0 | 9 | 0 | 0 | 0 | 0 | 0 | 0 | 0 | 0 | 0 | 0 | 0 | 0 | 9 | 9 | 0 | 9 | 9 | 9 | 0 | 0 | 0 | 0 | 0 | 0 | 0 | 0 | 0 | 0 | 0 | 0 | 0 | 0 | 0 | 20.7813 | 20.7813 | 20.7813 | 20.7813 | 20.7813 | 20.7813 | 20.7813 | 20.7813 | 20.7813 | 20.7813 | 20.7813 | 20.7813 | 20.7813 | 20.7813 | 20.7813 | 20.7813 | 20.7813 | 20.7813 | 20.7813 | 20.7813 | 20.7813 | 20.7813 | 20.7813 | 20.7813 | 20.7813 | 20.7813 | 20.7813 | 20.7813 | 20.7813 | 20.7813 | 20.7813 | 20.7813 | 20.7813 | 20.7813 | 20.7813 | 20.7813 | 20.7813 | 20.7813 | 20.7813 | 20.7813 | 20.7813 | 20.7813 | 20.7813 | 20.7813 | 20.7813 | 20.7813 | 20.7813 | 20.7813 | 20.7813 | 20.7813 | 20.7813 | 20.7813 | 20.7813 | 20.7813 | 20.7813 | 20.7813 | 20.7813 | 20.7813 | 20.7813 | 20.7813 | 20.7813 | 20.7813 | 20.7813 | 20.7813 | 20.7813 | 20.7813 | 20.7813 | 20.7813 | 20.8067 | 21.0474 | 20.9457 | 20.8102 | 20.7645 | 21.2971 | 20.5611 | 20.874 | 20.6859 | 20.6157 | 20.8094 | 20.8001 | 20.7156 | 20.7813 | 20.7813 | 20.7813 | 20.7813 | 20.7813 | 20.7813 | 20.6972 | 20.7771 | 20.7813 | 20.7813 | 20.8891 | 20.9494 | 41.6892 | 20.7813 | 20.7813 | 20.7813 | 20.7813 | 20.7813 | 20.7813 | 20.7813 | 20.7545 | 20.7813 | 20.7813 | 20.7813 | 20.9718 | 20.7813 | 20.7813 | 21.1022 | 20.7813 | 20.7813 | 20.8402 | 20.7813 | 20.7813 | 20.7813 | 20.7813 | 20.7813 | 20.7813 | 20.7813 | 20.7813 | 20.7813 | 20.7813 | 20.7813 | 20.7813 | 20.7813 | 20.7813 | 20.7813 | 20.7813 | 20.7813 | 20.7813 | 20.7813 | 20.7813 | 20.7813 | 20.7813 | 20.7813 | 20.7813 | 20.7813 | 20.7813 | 20.7813 | 20.7813 | 20.7813 | 20.7813 | 20.7813 | 20.7813 | 20.7813 | 20.7813 | 20.7813 | 20.7813 | 20.7813 | 20.7813 | 20.7813 | 20.7813 | 20.7813 | 20.7813 | 20.7813 | 20.7813 | 20.7813 | 20.7813 | 20.7813 | 20.7813 | 20.7813 | 20.7813 | 20.7813 | 20.7813 | 20.7813 | 20.7813 | 20.7813 | 20.7813 | 20.7813 | 20.7813 | 20.7813 | 20.7813 | 20.7813 | 20.7813 | 20.7813 | 20.7813 | 20.7813 | 20.7813 | 20.7813 | 20.7813 | 20.7813 | 20.7813 | 20.7813 | 20.7813 | 20.7813 | 20.7813 | 20.7813 | 20.7813 | 20.7813 | 20.7813 | 20.7813 | 20.7813 | 20.7813 | 20.7813 | 20.7813 | 20.7813 | 20.7813 | 20.7813 | 1548 | 718 | 1 | 6343283 | 217853 | 1643325 | 5607025 | 212984 | 7183 | 736258 | 4869 |  |  |  | 2 | [10 empty] | 0 | 0 | 0 | 0 | 0 | 0 | 9 | 9 | 9 | 9 | 679898 | 1831797 | 196914 | 77371 | 946075 | 0 | 206695 | 128148 | 1099391 | 1176994 | 21011 | 1831797 | 196914 | 0 | 946075 | 0 | 206695 | 128148 | 1099391 | 1176994 | 658887 | 0 | 77371 | 0 | 0 | [10 empty] | 3
5759 | 4 | 8 | 4 | 1 | 7200 | 3 | 5 | 5 | 1 | 2 | 2 | 1 | 1 |  | 1 |  | 10 | 2 |  |  |  |  | 1975 | 5 |  | 1 | 2 | 2 | 2 | 1 | 2 | 2 | 2 | 1 | 1 | 1 | 1 | 1 | 1 | 2 | 2 | 1 | [6 empty] | 8 | [13 empty] | 1 | 2 | 15 |  | 2 | [5 empty] | 2 |  | 2 | 1 | 2 | 2 | 1 | 1 |  |  |  | 12 |  |  | 2 | 1 | 2 | 60 | 4 | 4 | 2 | 1 | 2 | 1 | 1 | 2 | 2 | 1 | 1 |  | 1 | 1 | 2 |  | 2 | 2 | 2 | 2 | 2 | 2 | 2 | 2 | 2 | 1 | [8 empty] | 2 | 2 | [8 empty] | 100 |  | 2 | 1 | 2 | 2 | 2 | 2 | 2 |  | 100 | [5 empty] | 2 | 1 | 1 | 1 | 2 | 2 | 2 | 2 | [34 empty] | 1 | 2 | 2 | 2 | 2 | 2 | 1 | 2 | [6 empty] | 100 | 2 | 1 | 2 | 2 | 2 | 2 | 2 | 2 |  | 100 | [6 empty] | 2 | 1 | 1 | [27 empty] | 1 | 2 | 2 | 2 | 2 | 2 | 2 | 2 |  | 2 |  | 2 |  | 1 | 1 | 2 | [8 empty] | 1 |  |  | 2 | 2 | [8 empty] | 2 | 2 | [8 empty] | 1 | [6 empty] | 2 | 2 | 2 | 2 | 1 | 1 |  |  | 2 | [9 empty] | 1 | 2 | 2 | 2 |  | 1 | [6 empty] | 2 | 2 | [7 empty] | 2 | [9 empty] | 1 | 2 |  |  |  | 2 | 1 | 1 | 1 | 2 | 2 | 2 | 2 | 2 | 2 | 2 | 1 | [10 empty] | 1 | 180 | 6 | 2 |  | 1 | 1 | 1 | 4 | 4 | 1 | 120 | 6 | 1 | 2 | 2 | 2 |  | 2 |  | 2 |  | 2 |  | 2 | 100 | 4 |  | 0 | 5 | 1 | 1 | 2 | 2 | 2 | 2 | 2 | 2 | 100 | [7 empty] | 2 | 2 | 2 | 2 | 2 | 2 | 2 | 2 | 2 | 4 | [5 empty] | 0 | 0 | 0 | 0 | 0 | 0 | 0 | 0 | 0 | 9 | 0 | 9 | 0 | 0 | 9 | 9 | 9 | 9 | 1 | 0 | 0 | 0 | 0 | 0 | 0 | 0 | 0 | 0 | 0 | 0 | 0 | 0 | 0 | 0 | 0 | 0 | 9 | 9 | 9 | 9 | 9 | 9 | 9 | 9 | 9 | 9 | 9 | 0 | 0 | 0 | 0 | 9 | 9 | 9 | 9 | 9 | 0 | 9 | 0 | 0 | 0 | 0 | 0 | 0 | 9 | 9 | 9 | 0 | 9 | 9 | 0 | 0 | 0 | 0 | 0 | 0 | 0 | 0 | 0 | 0 | 0 | 0 | 0 | 0 | 0 | 0 | 0 | 0 | 0 | 0 | 0 | 0 | 0 | 0 | 0 | 0 | 0 | 0 | 9 | 9 | 9 | 9 | 9 | 9 | 9 | 9 | 0 | 0 | 9 | 9 | 9 | 9 | 9 | 9 | 9 | 9 | 0 | 9 | 0 | 0 | 0 | 0 | 0 | 0 | 0 | 9 | 0 | 9 | 9 | 9 | 9 | 9 | 0 | 0 | 0 | 0 | 0 | 0 | 0 | 0 | 9 | 9 | 9 | 9 | 9 | 9 | 9 | 9 | 9 | 9 | 9 | 9 | 9 | 9 | 9 | 9 | 9 | 9 | 9 | 9 | 9 | 9 | 9 | 9 | 9 | 9 | 9 | 9 | 9 | 9 | 9 | 0 | 0 | 0 | 0 | 0 | 0 | 0 | 0 | 9 | 9 | 9 | 9 | 9 | 9 | 0 | 0 | 0 | 0 | 0 | 0 | 0 | 0 | 0 | 9 | 0 | 9 | 9 | 9 | 9 | 9 | 9 | 0 | 0 | 0 | 9 | 9 | 9 | 9 | 9 | 9 | 9 | 9 | 9 | 9 | 9 | 9 | 9 | 9 | 9 | 9 | 9 | 9 | 9 | 9 | 9 | 9 | 9 | 9 | 9 | 9 | 9 | 0 | 0 | 0 | 0 | 0 | 0 | 0 | 0 | 9 | 0 | 9 | 0 | 9 | 0 | 0 | 0 | 9 | 9 | 9 | 9 | 9 | 9 | 9 | 9 | 0 | 9 | 9 | 0 | 0 | 9 | 9 | 9 | 9 | 9 | 9 | 9 | 9 | 0 | 0 | 9 | 9 | 9 | 9 | 9 | 9 | 9 | 9 | 0 | 9 | 9 | 9 | 9 | 9 | 9 | 0 | 0 | 0 | 0 | 0 | 0 | 9 | 9 | 9 | 9 | 9 | 9 | 9 | 0 | 9 | 9 | 9 | 9 | 9 | 9 | 9 | 0 | 9 | 9 | 9 | 9 | 9 | 9 | 9 | 9 | 9 | 0 | 0 | 9 | 9 | 9 | 0 | 0 | 0 | 0 | 0 | 0 | 0 | 0 | 0 | 0 | 0 | 0 | 9 | 9 | 9 | 9 | 9 | 9 | 9 | 9 | 9 | 9 | 0 | 1 | 0 | 0 | 9 | 0 | 0 | 0 | 0 | 0 | 0 | 1 | 0 | 0 | 0 | 0 | 0 | 9 | 0 | 9 | 0 | 9 | 0 | 9 | 0 | 0 | 0 | 9 | 0 | 0 | 0 | 0 | 0 | 0 | 0 | 0 | 0 | 0 | 0 | 9 | 9 | 9 | 9 | 9 | 9 | 9 | 0 | 0 | 0 | 0 | 0 | 0 | 0 | 0 | 0 | 0 | 9 | 9 | 9 | 9 | 9 | 789.9366 | 789.9366 | 789.9366 | 789.9366 | 789.9366 | 789.9366 | 789.9366 | 789.9366 | 789.9366 | 789.9366 | 789.9366 | 789.9366 | 789.9366 | 789.9366 | 789.9366 | 789.9366 | 789.9366 | 789.9366 | 789.9366 | 789.9366 | 789.9366 | 789.9366 | 789.9366 | 789.9366 | 789.9366 | 789.9366 | 789.9366 | 789.9366 | 789.9366 | 789.9366 | 789.9366 | 789.9366 | 789.9366 | 781.5842 | 793.8991 | 805.1394 | 784.6807 | 765.2249 | 798.3444 | 789.1689 | 789.9366 | 789.9366 | 789.9366 | 789.9366 | 789.9366 | 789.9366 | 789.9366 | 789.9366 | 789.9366 | 789.9366 | 789.9366 | 789.9366 | 789.9366 | 789.9366 | 789.9366 | 789.9366 | 789.9366 | 789.9366 | 789.9366 | 789.9366 | 789.9366 | 789.9366 | 789.9366 | 789.9366 | 789.9366 | 789.9366 | 789.9366 | 789.9366 | 808.738 | 783.488 | 791.7903 | 1186.1665 | 1186.1665 | 789.9366 | 789.9366 | 789.9366 | 789.9366 | 789.9366 | 789.9366 | 789.9366 | 789.9366 | 789.9366 | 789.9366 | 789.9366 | 789.9366 | 789.9366 | 789.9366 | 789.9366 | 789.9366 | 789.9366 | 789.9366 | 789.9366 | 789.9366 | 789.9366 | 789.9366 | 789.9366 | 789.9366 | 789.9366 | 789.9366 | 789.9366 | 789.9366 | 789.9366 | 789.9366 | 789.9366 | 789.9366 | 789.9366 | 789.9366 | 789.9366 | 789.9366 | 789.9366 | 789.9366 | 789.9366 | 789.9366 | 789.9366 | 789.9366 | 789.9366 | 789.9366 | 789.9366 | 789.9366 | 789.9366 | 789.9366 | 789.9366 | 789.9366 | 789.9366 | 789.9366 | 789.9366 | 789.9366 | 789.9366 | 789.9366 | 789.9366 | 789.9366 | 789.9366 | 789.9366 | 789.9366 | 789.9366 | 789.9366 | 789.9366 | 789.9366 | 789.9366 | 789.9366 | 789.9366 | 789.9366 | 789.9366 | 789.9366 | 789.9366 | 789.9366 | 789.9366 | 789.9366 | 789.9366 | 789.9366 | 789.9366 | 789.9366 | 789.9366 | 789.9366 | 789.9366 | 789.9366 | 789.9366 | 789.9366 | 789.9366 | 789.9366 | 789.9366 | 789.9366 | 789.9366 | 789.9366 | 789.9366 | 789.9366 | 789.9366 | 789.9366 | 789.9366 | 789.9366 | 789.9366 | 789.9366 | 789.9366 | 789.9366 | 789.9366 | 789.9366 | 789.9366 | 789.9366 | 789.9366 | 789.9366 | 789.9366 | 789.9366 | 789.9366 | 789.9366 | 789.9366 | 789.9366 | 789.9366 | 789.9366 | 789.9366 | 789.9366 | 789.9366 | 789.9366 | 789.9366 | 789.9366 | 789.9366 | 789.9366 | 789.9366 | 789.9366 | 2483 | 2507 | 1 | 6120761 | 145940 | 1639001 | 5592271 | 142565 | 5156 | 528490 | 3375 |  |  |  | 2 | [10 empty] | 2 | 3 | 2 | 3 | 0 | 0 | 9 | 9 | 9 | 9 | 432365 | 265818 | 49947 | 627 | 125575 | 0 | 14176 | 9502 | 4977696 | 245055 | 0 | 265818 | 49947 | 627 | 125575 | 0 | 14176 | 9502 | 4977696 | 148930 | 432365 | 0 | 0 | 0 | 96125 | [10 empty] | 3
5832 | 4 | 8 | 4 | 1 | 2300 | 2 | 1 | 4 | 2 | 2 | 1 | 2 | 2 | 2 | 1 |  | 8 | 1 |  |  |  |  | 1958 | 3 |  | 1 | 2 | 2 | 1 | 2 | 2 | 2 | 2 | 2 | 2 | 1 | 2 | 2 | 2 | 2 | 2 | 1 | [6 empty] | 8 | [13 empty] | 1 | 2 | 15 |  | 2 | [5 empty] | 2 |  | 2 | 1 | 2 | 2 | 1 | 1 |  |  |  | 12 |  |  | 2 | 1 | 2 | 30 | 2 | 3 | 2 | 1 | 2 | 1 | 1 | 2 | 2 | 2 | 2 |  | 1 | 1 | 2 |  | 2 | 2 | 2 | 2 | 2 | 2 | 2 | 2 | 2 | 1 | [8 empty] | 2 | 2 | [8 empty] | 100 |  | 2 | 1 | 2 | 2 | 2 | 2 | 2 |  | 100 | [5 empty] | 2 | 2 | 1 | 1 | 2 | 2 | 2 | 2 | [34 empty] | 2 | 1 | 2 | 2 | 2 | 2 | 1 | 2 | [6 empty] | 100 | 2 | 1 | 2 | 2 | 2 | 2 | 2 | 2 |  | 100 | [6 empty] | 2 | 2 | 1 | [27 empty] | 2 | 1 | 2 | 2 | 2 | 2 | 2 | 1 | 2 | 1 | 2 | 2 |  | 1 | 2 | 1 | [8 empty] | 1 |  |  | 2 | 2 | [8 empty] | 2 | 2 | [8 empty] | 2 | [14 empty] | 2 | [9 empty] | 1 | 2 | 2 | 2 |  | 1 | [6 empty] | 2 | 2 | [7 empty] | 2 | [9 empty] | 1 | 2 |  |  |  | 2 | 1 | 1 | 2 | 2 | 2 | 2 | 2 | 2 | 2 | 1 | [11 empty] | 1 | 3 | 1 | 2 |  | 1 | 0 | 0 | 1 | 2 | 2 | 0 | 0 | [5 empty] | 2 |  | 2 |  | 2 |  | 2 | 50 | 2 |  | 0 | 5 | 1 | 2 | 1 | 1 | 2 | 2 | 2 | 2 |  | 50 | 50 | [5 empty] | 2 | 2 | 2 | 2 | 2 | 2 | 2 | 4 | 1 | 1 | 1 | 2 | 2 | 2 | 0 | 0 | 0 | 0 | 0 | 0 | 0 | 0 | 0 | 0 | 0 | 0 | 9 | 0 | 0 | 9 | 9 | 9 | 9 | 0 | 0 | 0 | 0 | 0 | 0 | 0 | 0 | 0 | 0 | 0 | 0 | 0 | 0 | 0 | 0 | 0 | 0 | 9 | 9 | 9 | 9 | 9 | 9 | 9 | 9 | 9 | 9 | 9 | 0 | 0 | 0 | 0 | 9 | 9 | 9 | 9 | 9 | 0 | 9 | 0 | 0 | 0 | 0 | 0 | 0 | 9 | 9 | 9 | 0 | 9 | 9 | 0 | 0 | 0 | 0 | 0 | 0 | 0 | 0 | 0 | 0 | 0 | 0 | 0 | 0 | 0 | 0 | 0 | 0 | 0 | 0 | 0 | 0 | 0 | 0 | 0 | 0 | 0 | 0 | 9 | 9 | 9 | 9 | 9 | 9 | 9 | 9 | 0 | 0 | 9 | 9 | 9 | 9 | 9 | 9 | 9 | 9 | 0 | 9 | 0 | 0 | 0 | 0 | 0 | 0 | 0 | 9 | 0 | 9 | 9 | 9 | 9 | 9 | 0 | 0 | 0 | 0 | 0 | 0 | 0 | 0 | 9 | 9 | 9 | 9 | 9 | 9 | 9 | 9 | 9 | 9 | 9 | 9 | 9 | 9 | 9 | 9 | 9 | 9 | 9 | 9 | 9 | 9 | 9 | 9 | 9 | 9 | 9 | 9 | 9 | 9 | 9 | 0 | 0 | 0 | 0 | 0 | 0 | 0 | 0 | 9 | 9 | 9 | 9 | 9 | 9 | 0 | 0 | 0 | 0 | 0 | 0 | 0 | 0 | 0 | 9 | 0 | 9 | 9 | 9 | 9 | 9 | 9 | 0 | 0 | 0 | 9 | 9 | 9 | 9 | 9 | 9 | 9 | 9 | 9 | 9 | 9 | 9 | 9 | 9 | 9 | 9 | 9 | 9 | 9 | 9 | 9 | 9 | 9 | 9 | 9 | 9 | 9 | 0 | 0 | 0 | 0 | 0 | 0 | 0 | 0 | 0 | 0 | 0 | 0 | 9 | 0 | 0 | 0 | 9 | 9 | 9 | 9 | 9 | 9 | 9 | 9 | 0 | 9 | 9 | 0 | 0 | 9 | 9 | 9 | 9 | 9 | 9 | 9 | 9 | 0 | 0 | 9 | 9 | 9 | 9 | 9 | 9 | 9 | 9 | 0 | 9 | 9 | 9 | 9 | 9 | 9 | 9 | 9 | 9 | 9 | 9 | 9 | 9 | 9 | 9 | 9 | 9 | 9 | 9 | 0 | 9 | 9 | 9 | 9 | 9 | 9 | 9 | 0 | 9 | 9 | 9 | 9 | 9 | 9 | 9 | 9 | 9 | 0 | 1 | 9 | 9 | 9 | 0 | 0 | 0 | 0 | 0 | 0 | 0 | 0 | 0 | 0 | 0 | 9 | 9 | 9 | 9 | 9 | 9 | 9 | 9 | 9 | 9 | 9 | 0 | 0 | 0 | 0 | 9 | 0 | 0 | 0 | 0 | 1 | 0 | 0 | 0 | 9 | 9 | 9 | 9 | 9 | 0 | 9 | 0 | 9 | 0 | 9 | 0 | 0 | 0 | 9 | 0 | 0 | 0 | 0 | 0 | 0 | 0 | 0 | 0 | 0 | 9 | 0 | 0 | 9 | 9 | 9 | 9 | 9 | 0 | 0 | 0 | 0 | 0 | 0 | 0 | 0 | 0 | 1 | 1 | 1 | 1 | 1 | 1 | 1667.7552 | 1667.7552 | 1667.7552 | 1667.7552 | 1667.7552 | 1667.7552 | 1667.7552 | 1667.7552 | 1667.7552 | 1667.7552 | 1667.7552 | 1667.7552 | 1667.7552 | 1667.7552 | 1667.7552 | 1667.7552 | 1667.7552 | 1667.7552 | 1667.7552 | 1667.7552 | 1667.7552 | 1667.7552 | 1667.7552 | 1667.7552 | 1667.7552 | 1667.7552 | 1667.7552 | 1667.7552 | 1667.7552 | 1667.7552 | 1667.7552 | 1667.7552 | 1667.7552 | 1667.7552 | 1667.7552 | 1667.7552 | 1667.7552 | 1667.7552 | 1667.7552 | 1667.7552 | 1667.7552 | 1667.7552 | 1667.7552 | 1667.7552 | 1667.7552 | 1667.7552 | 1667.7552 | 1667.7552 | 1667.7552 | 1667.7552 | 1667.7552 | 1667.7552 | 1667.7552 | 1667.7552 | 1667.7552 | 1667.7552 | 1667.7552 | 1667.7552 | 1667.7552 | 1667.7552 | 1667.7552 | 1667.7552 | 1667.7552 | 1667.7552 | 1667.7552 | 1667.7552 | 1667.7552 | 1667.7552 | 1669.7931 | 1689.1122 | 1680.9521 | 1670.0739 | 1666.4059 | 1709.1542 | 1650.0889 | 1675.1955 | 1660.1022 | 1654.4688 | 1670.01 | 1669.2638 | 1662.4813 | 1667.7552 | 1667.7552 | 1667.7552 | 1667.7552 | 1667.7552 | 1667.7552 | 1661.0118 | 1667.4246 | 1667.7552 | 1667.7552 | 1676.4063 | 1681.2517 | 1672.8362 | 1667.7552 | 1667.7552 | 1667.7552 | 1667.7552 | 1667.7552 | 1667.7552 | 1667.7552 | 1665.6103 | 1667.7552 | 1667.7552 | 1667.7552 | 1683.0476 | 1667.7552 | 1667.7552 | 1693.5127 | 1667.7552 | 1667.7552 | 3344.972 | 1667.7552 | 1667.7552 | 1667.7552 | 1667.7552 | 1667.7552 | 1667.7552 | 1667.7552 | 1667.7552 | 1667.7552 | 1667.7552 | 1667.7552 | 1667.7552 | 1667.7552 | 1667.7552 | 1667.7552 | 1667.7552 | 1667.7552 | 1667.7552 | 1667.7552 | 1667.7552 | 1667.7552 | 1667.7552 | 1667.7552 | 1667.7552 | 1667.7552 | 1667.7552 | 1667.7552 | 1667.7552 | 1667.7552 | 1667.7552 | 1667.7552 | 1667.7552 | 1667.7552 | 1667.7552 | 1667.7552 | 1667.7552 | 1667.7552 | 1667.7552 | 1667.7552 | 1667.7552 | 1667.7552 | 1667.7552 | 1667.7552 | 1667.7552 | 1667.7552 | 1667.7552 | 1667.7552 | 1667.7552 | 1667.7552 | 1667.7552 | 1667.7552 | 1667.7552 | 1667.7552 | 1667.7552 | 1667.7552 | 1667.7552 | 1667.7552 | 1667.7552 | 1667.7552 | 1667.7552 | 1667.7552 | 1667.7552 | 1667.7552 | 1667.7552 | 1667.7552 | 1667.7552 | 1667.7552 | 1667.7552 | 1667.7552 | 1667.7552 | 1667.7552 | 1667.7552 | 1667.7552 | 1667.7552 | 1667.7552 | 1667.7552 | 1667.7552 | 1667.7552 | 1667.7552 | 1667.7552 | 1667.7552 | 1667.7552 | 1667.7552 | 1667.7552 | 1667.7552 | 1667.7552 | 724 | 4764 | 1 | 102712 | 5309 | 26979 | 92052 | 4732 | 104 | 10660 | 577 |  |  |  | 2 | [10 empty] | 0 | 0 | 0 | 0 | 0 | 0 | 9 | 9 | 9 | 9 | 9795 | 46235 | 2913 | 865 | 8570 | 0 | 2711 | 2029 | 10319 | 19275 | 0 | 46235 | 2913 | 0 | 8570 | 0 | 2711 | 2029 | 10319 | 19275 | 9795 | 0 | 865 | 0 | 0 | [10 empty] | 3
5895 | 1 | 1 | 4 |  | 220000 | 8 | 1 | 6 | 2 | 3 |  |  |  |  | 8 | 1 | 10 | 1 | 1 | 3 | 2 |  | 2001 | 8 |  | 2 | 2 | 2 | 2 | 2 | 2 | 2 | 2 | 2 | 2 | 2 | 2 | 2 | 2 | 2 | 2 | 2 | 11 | 17 | 28 | 30 | 15 | 55 | 8 |  |  | 2 | [10 empty] | 1 | 2 | 1 |  | 1 | 1 | 2 | 1 | 1 | 2 | 1 | 2 | 9 | 1 | 2 | 1 | 1 | 1 |  |  |  | 12 |  |  | 1 | 1 | 1 | 168 | 7 | 100 | 7 | 1 | 2 | 1 | 1 | 2 | 2 | 2 | 2 |  | 1 | 1 | 2 |  | 1 | 1 | 2 | 1 | 2 | 2 | 2 | 2 | 2 | 2 |  | 2 | 1 | [5 empty] | 2 | 2 |  | 2 | 2 | [5 empty] | 100 |  | 2 | 2 | 2 | 1 | 2 | 2 | 2 |  |  |  | 100 |  |  |  | 4 | [14 empty] | 1 | 1 | 2 | 1 | 1 | 1 | 1 | [20 empty] | 2 | 1 | 2 | 1 | 1 | 2 | 2 | 2 |  | 2 | 2 |  | 1 |  | 80 | 2 | 2 | 2 | 1 | 2 | 2 | 2 | 2 |  |  |  | 100 |  |  |  |  | 4 | [13 empty] | 1 | 2 | 2 | 2 | 2 | 2 | 2 | [9 empty] | 2 | 1 | 2 | 1 | 1 | 2 | 1 | 1 | 1 | 1 | 1 | 1 | 1 | 1 | 2 | 2 |  | 2 | 1 | [5 empty] | 1 |  |  | 2 | 2 |  | 2 | 2 | [5 empty] | 2 | 2 |  | 2 | 2 | [5 empty] | 2 |  | 2 | [12 empty] | 1 |  | 1 | 2 |  | 2 |  |  |  |  | 2 | 2 | 1 | 1 |  | 1 | 2 | 2 |  |  |  |  | 1 | 1 | [7 empty] | 1 | [9 empty] | 1 | 2 |  |  |  | 1 | 1 | 1 | 1 | 1 | 1 | 2 | 1 | 1 | 2 | 25 | 8 | 2 | 3 |  | 1 | 1 | [5 empty] | 1 | 125 | 6 | 1 | 3 | 1 | 50 | 5 | 100 | 1 | 2 | 0 | 0 | 2 |  | 1 | 2 |  | 2 |  | 2 |  | 1 | 12 | 1 | 80 | 4 | 1 | 30 | 2 | 1 | 1 | 1 | 2 | 1 | 1 | 1 | 2 | 80 | 10 |  | 4 | 2 | 6 |  | 1 | 1 | 1 | 1 | 1 | 1 | 2 | 2 | 4 | 2 | 2 | 1 | 2 | 1 | 1 | 15 | 0 | 0 | 0 | 0 | 0 | 0 | 9 | 9 | 9 | 9 | 0 | 0 | 0 | 0 | 0 | 0 | 0 | 9 | 0 | 0 | 0 | 0 | 0 | 0 | 0 | 0 | 0 | 0 | 0 | 0 | 0 | 0 | 0 | 0 | 0 | 0 | 9 | 0 | 9 | 9 | 9 | 9 | 9 | 9 | 9 | 9 | 9 | 0 | 0 | 0 | 0 | 0 | 0 | 0 | 0 | 0 | 0 | 0 | 0 | 0 | 0 | 0 | 0 | 0 | 9 | 9 | 9 | 0 | 9 | 9 | 0 | 0 | 0 | 0 | 0 | 1 | 0 | 0 | 0 | 0 | 0 | 0 | 0 | 0 | 0 | 0 | 0 | 0 | 0 | 0 | 0 | 0 | 0 | 0 | 0 | 0 | 0 | 0 | 9 | 0 | 0 | 9 | 9 | 9 | 9 | 9 | 0 | 0 | 9 | 0 | 0 | 9 | 9 | 9 | 9 | 9 | 0 | 9 | 0 | 0 | 0 | 0 | 0 | 0 | 0 | 9 | 9 | 9 | 0 | 9 | 9 | 9 | 0 | 9 | 9 | 9 | 9 | 9 | 9 | 9 | 9 | 9 | 9 | 9 | 9 | 9 | 9 | 0 | 0 | 0 | 0 | 0 | 0 | 0 | 9 | 9 | 9 | 9 | 9 | 9 | 9 | 9 | 9 | 9 | 9 | 9 | 9 | 9 | 9 | 9 | 9 | 0 | 0 | 0 | 0 | 0 | 0 | 0 | 0 | 9 | 0 | 0 | 9 | 0 | 9 | 0 | 0 | 0 | 0 | 0 | 0 | 0 | 0 | 0 | 9 | 9 | 9 | 0 | 9 | 9 | 9 | 9 | 0 | 9 | 9 | 9 | 9 | 9 | 9 | 9 | 9 | 9 | 9 | 9 | 9 | 9 | 0 | 0 | 0 | 0 | 0 | 0 | 0 | 9 | 9 | 9 | 9 | 9 | 9 | 9 | 9 | 9 | 0 | 0 | 0 | 0 | 0 | 0 | 0 | 0 | 0 | 0 | 0 | 0 | 0 | 0 | 0 | 0 | 9 | 0 | 0 | 9 | 9 | 9 | 9 | 9 | 0 | 9 | 9 | 0 | 0 | 9 | 0 | 0 | 9 | 9 | 9 | 9 | 9 | 0 | 0 | 9 | 0 | 0 | 9 | 9 | 9 | 9 | 9 | 0 | 9 | 0 | 9 | 9 | 9 | 9 | 9 | 9 | 9 | 9 | 9 | 9 | 9 | 9 | 0 | 9 | 9 | 9 | 9 | 0 | 9 | 9 | 9 | 9 | 9 | 9 | 9 | 0 | 9 | 9 | 9 | 9 | 9 | 9 | 9 | 9 | 9 | 0 | 0 | 9 | 9 | 9 | 0 | 0 | 0 | 0 | 0 | 0 | 0 | 0 | 0 | 0 | 1 | 1 | 0 | 0 | 9 | 0 | 0 | 9 | 9 | 9 | 9 | 9 | 0 | 1 | 0 | 0 | 0 | 0 | 1 | 1 | 1 | 1 | 1 | 1 | 1 | 0 | 9 | 0 | 0 | 9 | 0 | 9 | 0 | 9 | 0 | 0 | 0 | 0 | 0 | 0 | 0 | 0 | 0 | 0 | 0 | 0 | 0 | 0 | 0 | 0 | 0 | 0 | 9 | 0 | 0 | 0 | 9 | 0 | 0 | 0 | 0 | 0 | 0 | 0 | 0 | 0 | 0 | 0 | 0 | 0 | 0 | 0 | 0 | 30.4311 | 30.4744 | 30.4096 | 30.4096 | 30.4744 | 0 | 45.6255 | 30.5834 | 30.2323 | 30.3086 | 30.5097 | 30.6218 | 30.3996 | 30.347 | 30.3121 | 30.481 | 30.3972 | 30.3993 | 30.4181 | 30.4964 | 30.3671 | 30.4476 | 30.2516 | 30.3552 | 30.4366 | 30.2835 | 30.3466 | 30.2849 | 30.3928 | 30.4549 | 30.4967 | 30.3894 | 30.2861 | 30.243 | 30.4825 | 30.3755 | 30.4268 | 30.4088 | 30.4422 | 30.5998 | 30.3242 | 30.2771 | 30.1236 | 30.5402 | 30.437 | 30.3729 | 30.622 | 30.3682 | 30.4026 | 30.3872 | 30.4311 | 30.4311 | 30.4311 | 30.4311 | 30.4311 | 30.4311 | 30.3731 | 30.448 | 30.3715 | 30.5537 | 30.4233 | 30.4233 | 30.4311 | 30.4311 | 30.4311 | 30.4311 | 30.4311 | 30.4311 | 30.5122 | 30.4022 | 30.4474 | 30.5415 | 30.225 | 30.4467 | 30.4233 | 30.4744 | 30.4096 | 30.4424 | 30.5071 | 30.4311 | 30.3883 | 30.4311 | 30.4311 | 30.4311 | 30.4311 | 30.4311 | 30.4311 | 30.4311 | 30.4311 | 30.4311 | 30.4311 | 30.4311 | 30.4311 | 30.5476 | 30.4311 | 30.4311 | 30.4311 | 30.3043 | 30.4311 | 30.3883 | 30.4311 | 30.4311 | 30.4311 | 30.4311 | 30.3883 | 30.4311 | 30.346 | 30.6359 | 30.4311 | 30.4311 | 30.3993 | 30.4311 | 30.2707 | 30.4311 | 30.4311 | 30.4311 | 30.4311 | 30.4311 | 30.4311 | 30.5914 | 30.4311 | 30.4311 | 30.4744 | 30.4229 | 30.4311 | 30.4229 | 30.5914 | 30.4311 | 30.4744 | 30.5998 | 30.4311 | 30.4311 | 30.4311 | 30.4006 | 30.4311 | 30.4311 | 30.3883 | 30.4744 | 30.4229 | 30.2707 | 30.4229 | 30.4311 | 30.5017 | 30.4311 | 30.4311 | 30.4311 | 30.4311 | 30.4311 | 30.4311 | 30.4311 | 30.4311 | 30.4311 | 30.4311 | 30.4311 | 30.4311 | 30.4155 | 30.4311 | 30.4467 | 30.4467 | 30.4467 | 30.4311 | 30.4311 | 30.4311 | 30.4311 | 30.4311 | 30.4311 | 30.4311 | 30.4311 | 30.4311 | 30.4311 | 30.4311 | 30.4311 | 30.4311 | 30.4311 | 30.4311 | 30.4311 | 30.4311 | 30.4311 | 30.4311 | 30.4311 | 30.4311 | 30.4311 | 30.4311 | 30.4311 | 30.4311 | 30.4311 | 30.4311 | 30.4311 | 30.4311 | 30.4311 | 30.4311 | 30.4311 | 30.4311 | 30.4311 | 30.4311 | 30.4311 | 30.4311 | 30.4311 | 5340 | 627 | 1 | 64218465 | 2187026 | 9491382 | 32384595 | 1587341 | 28 | 2870 | 514 |  |  |  | 1 | 1 | 2 | 2 | 2 | 1 | 2 | 2 | 31831 | 31831000 | 599171 | 2 | 3 | 0 | 3 | 0 | 0 | 9 | 9 | 2 | 3 | 31585955 | 0 | 4643154 | 245045 | 10685454 | 0 | 2195814 | 255057 | 1738962 | 12869024 | 0 | 0 | 4643154 | 0 | 10685454 | 0 | 2195814 | 255057 | 1738962 | 12866154 | 0 | 0 | 0 | 0 | 2870 | [5 empty] | 31585955 | 0 | 245045 | 0 | 0 | 1
5898 | 2 | 3 | 4 |  | 67000 | 6 | 9 | 6 | 2 | 1 |  |  |  |  | 3 | 1 | 14 | 2 | 1 | 1 | 2 |  | 2001 | 8 |  | 1 | 2 | 2 | 1 | 1 | 2 | 2 | 1 | 1 | 2 | 2 | 2 | 2 | 1 | 2 | 2 | 2 | 11 | 13 | 28 | 25 | 9 | 25 | 8 |  |  | 1 | 3 | 2 | [8 empty] | 1 | 2 | 15 |  | 2 | [5 empty] | 2 |  | 2 | 1 | 2 | 2 | 2 |  |  | 2 | 2 | 12 |  |  | 2 | 1 | 2 | 60 | 4 | 100 | 7 | 1 | 1 | 1 | 1 | 2 | 1 | 1 | 1 |  | 1 | 1 | 1 | 2 | 1 | 2 | 2 | 2 | 2 | 2 | 2 | 2 | 2 | 1 | 2 | 2 | [6 empty] | 1 | 2 | 2 | 2 | [6 empty] | 100 |  | 2 | 1 | 1 | 2 | 2 | 1 | 2 |  | 100 | 100 |  |  | 5 |  | 3 |  | 1 | 1 | 2 | 2 | 2 | 1 | 1 | 1 | 2 | 2 | 2 | 2 | 1 | [17 empty] | 2 | 1 | 1 | 2 | 2 | 2 | 2 | 1 | 1 | 2 | 1 | 1 | 2 | 2 | 2 | 2 | 1 | 2 | 2 | 2 |  |  |  |  | 85 | 2 | 1 | 1 | 2 | 2 | 2 | 2 | 2 |  | 100 | 20 | [5 empty] | 2 |  | 1 | 1 | 1 | 2 |  | 2 | 2 | 2 | 1 | 2 | 2 | 2 | [16 empty] | 1 | 1 | 2 | 2 | 2 | 2 | 1 | 1 | 2 | 1 | 2 | 1 | 1 | 1 | 2 | 1 | 2 | 2 | [6 empty] | 1 |  |  | 2 | 2 | 2 | 2 | [6 empty] | 1 | 2 | 2 | 1 | [6 empty] | 2 | 1 | 2 |  |  |  |  | 2 | 2 | 2 | 2 | 1 | 1 |  |  | 2 | 2 | 1 | [7 empty] | 1 | 2 | 2 | 2 |  | 1 | 1 | 2 |  |  |  |  | 9 | 2 | [7 empty] | 2 | [9 empty] | 2 | 1 |  |  |  | 1 | 1 | 1 | 1 | 1 | 2 | 1 | 1 | 2 | 2 | 30 | 30 | 8 |  | 7 | 3 | [6 empty] | 1 | 100 | 6 | 1 | 4 | 1 | 50 | 5 | 20 | 2 | 1 | 5 | 2 | 1 | 1 | 2 | 2 |  | 1 | 4 | 2 |  | 1 | 4 | 1 | 80 | 4 |  | 10 | 1 | 1 | 1 | 1 | 1 | 2 | 1 | 2 | 2 | 75 | 15 | 5 |  | 20 |  |  | 2 | 2 | 1 | 1 | 2 | 2 | 2 | 2 | 1 | 2 | 2 | 1 | 2 | 2 | 1 | 5 | 0 | 0 | 0 | 0 | 0 | 0 | 9 | 9 | 9 | 9 | 0 | 0 | 0 | 0 | 0 | 0 | 0 | 9 | 0 | 0 | 0 | 0 | 0 | 0 | 0 | 0 | 0 | 0 | 0 | 0 | 0 | 0 | 0 | 0 | 0 | 0 | 9 | 0 | 0 | 0 | 9 | 9 | 9 | 9 | 9 | 9 | 9 | 0 | 0 | 0 | 0 | 9 | 9 | 9 | 9 | 9 | 0 | 9 | 0 | 0 | 0 | 0 | 0 | 9 | 9 | 0 | 0 | 0 | 9 | 9 | 0 | 0 | 0 | 0 | 0 | 0 | 0 | 0 | 0 | 0 | 0 | 0 | 0 | 0 | 0 | 0 | 0 | 0 | 0 | 0 | 0 | 0 | 0 | 0 | 0 | 0 | 0 | 0 | 0 | 0 | 9 | 9 | 9 | 9 | 9 | 9 | 0 | 0 | 0 | 0 | 9 | 9 | 9 | 9 | 9 | 9 | 0 | 9 | 0 | 0 | 0 | 0 | 0 | 0 | 0 | 9 | 0 | 0 | 9 | 9 | 0 | 9 | 0 | 9 | 0 | 0 | 0 | 0 | 0 | 0 | 0 | 0 | 0 | 0 | 0 | 0 | 0 | 9 | 9 | 9 | 9 | 9 | 9 | 9 | 9 | 9 | 9 | 9 | 9 | 9 | 9 | 9 | 9 | 9 | 0 | 0 | 0 | 0 | 0 | 0 | 0 | 0 | 0 | 0 | 0 | 0 | 0 | 0 | 0 | 0 | 0 | 9 | 9 | 9 | 9 | 0 | 0 | 0 | 0 | 0 | 0 | 0 | 0 | 0 | 9 | 0 | 0 | 9 | 9 | 9 | 9 | 9 | 0 | 9 | 0 | 0 | 0 | 0 | 9 | 0 | 0 | 0 | 0 | 0 | 0 | 0 | 9 | 9 | 9 | 9 | 9 | 9 | 9 | 9 | 9 | 9 | 9 | 9 | 9 | 9 | 9 | 9 | 0 | 0 | 0 | 0 | 0 | 0 | 0 | 0 | 0 | 0 | 0 | 0 | 0 | 0 | 0 | 0 | 0 | 0 | 9 | 9 | 9 | 9 | 9 | 9 | 0 | 9 | 9 | 0 | 0 | 0 | 0 | 9 | 9 | 9 | 9 | 9 | 9 | 0 | 0 | 0 | 0 | 9 | 9 | 9 | 9 | 9 | 9 | 0 | 0 | 0 | 9 | 9 | 9 | 9 | 0 | 0 | 0 | 0 | 0 | 0 | 9 | 9 | 0 | 9 | 9 | 9 | 9 | 0 | 9 | 9 | 9 | 9 | 9 | 9 | 9 | 0 | 9 | 9 | 9 | 9 | 9 | 9 | 9 | 9 | 9 | 0 | 0 | 9 | 9 | 9 | 0 | 0 | 0 | 0 | 0 | 0 | 0 | 0 | 0 | 0 | 0 | 0 | 0 | 9 | 0 | 0 | 9 | 9 | 9 | 9 | 9 | 9 | 0 | 0 | 0 | 0 | 0 | 0 | 0 | 0 | 0 | 0 | 0 | 0 | 0 | 0 | 0 | 0 | 0 | 9 | 0 | 0 | 0 | 9 | 0 | 0 | 0 | 0 | 0 | 9 | 0 | 0 | 0 | 0 | 0 | 0 | 0 | 0 | 0 | 0 | 0 | 0 | 0 | 9 | 0 | 9 | 9 | 0 | 0 | 0 | 0 | 0 | 0 | 0 | 0 | 0 | 0 | 0 | 0 | 0 | 0 | 0 | 0 | 315.5202 | 315.5202 | 315.5202 | 315.5202 | 315.5202 | 315.5202 | 315.5202 | 315.5202 | 315.5202 | 315.5202 | 315.5202 | 315.5202 | 315.5202 | 315.5202 | 315.5202 | 315.5202 | 315.5202 | 315.5202 | 315.5202 | 315.5202 | 315.5202 | 318.4329 | 325.4555 | 463.5999 | 0 | 315.5202 | 315.5202 | 315.5202 | 315.5202 | 315.5202 | 315.5202 | 315.5202 | 315.5202 | 313.0846 | 314.87 | 316.6088 | 313.343 | 315.5202 | 315.5202 | 315.5202 | 315.5202 | 315.5202 | 315.5202 | 315.5202 | 315.5202 | 315.5202 | 315.5202 | 315.5202 | 315.5202 | 315.5202 | 315.5202 | 315.5202 | 315.5202 | 315.5202 | 315.5202 | 315.5202 | 315.5202 | 315.5202 | 315.5202 | 315.5202 | 315.5202 | 315.5202 | 315.5202 | 315.5202 | 315.5202 | 315.5202 | 315.5202 | 315.5202 | 315.5202 | 315.5202 | 315.5202 | 315.5202 | 315.5202 | 315.5202 | 315.5202 | 315.5202 | 315.5202 | 315.5202 | 315.5202 | 315.5202 | 315.5202 | 315.5202 | 315.5202 | 315.5202 | 315.5202 | 315.5202 | 315.5202 | 315.5202 | 315.5202 | 315.5202 | 315.5202 | 315.5202 | 315.5202 | 315.5202 | 302.241 | 315.5202 | 315.5202 | 315.5202 | 315.5202 | 315.5202 | 315.5202 | 315.5202 | 315.5202 | 315.5202 | 315.5202 | 315.5202 | 315.5202 | 315.5202 | 315.5202 | 315.5202 | 315.5202 | 315.5202 | 315.5202 | 315.5202 | 315.5202 | 315.5202 | 315.5202 | 315.5202 | 315.5202 | 315.5202 | 315.5202 | 315.5202 | 315.5202 | 315.5202 | 315.5202 | 315.5202 | 315.5202 | 315.5202 | 315.5202 | 315.5202 | 315.5202 | 315.5202 | 315.5202 | 315.5202 | 315.5202 | 315.5202 | 315.5202 | 315.5202 | 315.5202 | 315.5202 | 315.5202 | 315.5202 | 315.5202 | 315.5202 | 315.5202 | 315.5202 | 315.5202 | 315.5202 | 315.5202 | 315.5202 | 315.5202 | 315.5202 | 315.5202 | 315.5202 | 315.5202 | 315.5202 | 315.5202 | 315.5202 | 315.5202 | 315.5202 | 315.5202 | 315.5202 | 315.5202 | 315.5202 | 315.5202 | 315.5202 | 315.5202 | 315.5202 | 315.5202 | 315.5202 | 315.5202 | 315.5202 | 315.5202 | 315.5202 | 315.5202 | 315.5202 | 315.5202 | 315.5202 | 315.5202 | 315.5202 | 315.5202 | 315.5202 | 315.5202 | 315.5202 | 315.5202 | 315.5202 | 315.5202 | 315.5202 | 315.5202 | 315.5202 | 315.5202 | 315.5202 | 315.5202 | 315.5202 | 315.5202 | 315.5202 | 315.5202 | 315.5202 | 5115 | 1087 | 1 | 13630183 | 279735 | 2353246 | 8029275 | 245782 | 54643 | 5600908 | 33953 | 0 | 0 | 0 | 2 | [10 empty] | 0 | 0 | 0 | 0 | 0 | 0 | 0 | 0 | 9 | 9 | 5497348 | 1068094 | 460841 | 180808 | 867970 | 0 | 2840919 | 130029 | 728893 | 1855281 | 77248 | 1068094 | 460841 | 0 | 867970 | 0 | 2840919 | 130029 | 728893 | 1855281 | 5420100 | 0 | 180808 | 0 | 0 | 0 | 0 | 0 | 0 | 0 | [5 empty] | 1
6161 | 1 | 2 | 4 | 1 | 20000 | 4 | 3 | 4 | 2 | 1 | 2 | 2 | 2 | 1 | 1 |  | 15 | 2 |  |  |  |  | 1966 | 4 |  | 1 | 2 | 2 | 1 | 1 | 2 | 2 | 2 | 1 | 2 | 2 | 1 | 2 | 2 | 2 | 2 | 1 | [6 empty] | 8 | [13 empty] | 2 | [9 empty] | 2 |  | 2 | 1 | 2 | 1 | 1 | 1 |  |  |  | 12 |  |  | 2 | 1 | 1 | 110 | 6 | 120 | 7 | 1 | 1 | 1 | 1 | 2 | 2 | 2 | 2 |  | 1 | 1 | 1 | 1 | 2 | 2 | 2 | 2 | 2 | 2 | 2 | 2 | 2 | 1 | 2 | [7 empty] | 2 | 2 | 1 | [7 empty] | 100 |  | 2 | 1 | 1 | 2 | 2 | 2 | 2 |  | 100 | 100 |  |  |  |  | 2 | 1 | 1 | 2 | 2 | 1 | 2 | 2 | 1 | 1 | 2 | 2 | 2 | 2 | 2 | [27 empty] | 1 | 2 | 2 | 2 | 2 | 2 | 1 | 2 | 2 | [5 empty] | 100 | 2 | 1 | 2 | 2 | 2 | 2 | 2 | 2 |  | 100 | [6 empty] | 2 | 1 | 1 | [27 empty] | 1 | 2 | 2 | 2 | 2 | 2 | 2 | 2 |  | 2 |  | 2 |  | 1 | 2 | 1 | 2 | [7 empty] | 1 |  |  | 2 | 2 | 2 | [7 empty] | 2 | 2 | 2 | [7 empty] | 2 | 2 | [13 empty] | 2 | 2 | [8 empty] | 1 | 2 | 2 | 2 |  | 1 | [6 empty] | 9 | 2 | [7 empty] | 2 | [9 empty] | 1 | 2 |  |  |  | 1 | 1 | 1 | 1 | 1 | 2 | 1 | 1 | 2 | 2 | 2 | 2 | 1 |  | 12 | 1 | [6 empty] | 1 | 40 | 4 | 2 |  | 2 | 6 | 2 | 12 | 1 | 1 | 4 | 1 | 2 |  | 2 | 2 |  | 1 | 5 | 2 |  | 1 | 2 | 1 | 100 | 4 |  | 20 | 1 | 1 | 1 | 2 | 2 | 2 | 1 | 2 | 2 | 100 |  |  |  | 33 |  |  |  | 1 | 1 | 1 | 2 | 2 | 2 | 2 | 2 | 1 | 2 | 1 | 2 | 2 | 2 | 10 | 0 | 0 | 0 | 0 | 0 | 0 | 0 | 0 | 0 | 0 | 0 | 9 | 1 | 0 | 9 | 9 | 9 | 9 | 1 | 0 | 0 | 0 | 0 | 0 | 0 | 0 | 0 | 0 | 0 | 0 | 0 | 0 | 0 | 0 | 0 | 0 | 9 | 9 | 9 | 9 | 9 | 9 | 9 | 9 | 9 | 9 | 9 | 0 | 9 | 9 | 9 | 9 | 9 | 9 | 9 | 9 | 0 | 9 | 0 | 0 | 0 | 0 | 0 | 0 | 9 | 9 | 9 | 0 | 9 | 9 | 0 | 0 | 0 | 0 | 0 | 0 | 0 | 0 | 0 | 0 | 0 | 0 | 0 | 0 | 0 | 0 | 0 | 0 | 0 | 0 | 0 | 0 | 0 | 0 | 0 | 0 | 0 | 0 | 0 | 9 | 9 | 9 | 9 | 9 | 9 | 9 | 0 | 0 | 0 | 9 | 9 | 9 | 9 | 9 | 9 | 9 | 0 | 9 | 0 | 0 | 0 | 0 | 0 | 0 | 0 | 9 | 0 | 0 | 9 | 9 | 9 | 9 | 1 | 1 | 0 | 0 | 0 | 0 | 0 | 0 | 0 | 0 | 0 | 0 | 0 | 0 | 0 | 9 | 9 | 9 | 9 | 9 | 9 | 9 | 9 | 9 | 9 | 9 | 9 | 9 | 9 | 9 | 9 | 9 | 9 | 9 | 9 | 9 | 9 | 9 | 9 | 0 | 0 | 0 | 0 | 0 | 0 | 0 | 0 | 0 | 9 | 9 | 9 | 9 | 9 | 0 | 0 | 0 | 0 | 0 | 0 | 0 | 0 | 0 | 9 | 0 | 9 | 9 | 9 | 9 | 9 | 9 | 0 | 1 | 0 | 9 | 9 | 9 | 9 | 9 | 9 | 9 | 9 | 9 | 9 | 9 | 9 | 9 | 9 | 9 | 9 | 9 | 9 | 9 | 9 | 9 | 9 | 9 | 9 | 9 | 9 | 9 | 0 | 0 | 0 | 0 | 0 | 0 | 0 | 1 | 9 | 1 | 9 | 0 | 9 | 0 | 0 | 0 | 0 | 9 | 9 | 9 | 9 | 9 | 9 | 9 | 1 | 9 | 9 | 0 | 0 | 0 | 9 | 9 | 9 | 9 | 9 | 9 | 9 | 0 | 0 | 0 | 9 | 9 | 9 | 9 | 9 | 9 | 9 | 0 | 0 | 9 | 9 | 9 | 9 | 9 | 9 | 9 | 9 | 9 | 9 | 9 | 9 | 9 | 9 | 9 | 9 | 9 | 9 | 0 | 9 | 9 | 9 | 9 | 9 | 9 | 9 | 0 | 9 | 9 | 9 | 9 | 9 | 9 | 9 | 9 | 9 | 0 | 0 | 9 | 9 | 9 | 0 | 0 | 0 | 0 | 0 | 0 | 0 | 0 | 0 | 0 | 0 | 0 | 0 | 9 | 0 | 0 | 9 | 9 | 9 | 9 | 9 | 9 | 0 | 0 | 0 | 0 | 9 | 0 | 0 | 0 | 0 | 1 | 0 | 0 | 0 | 0 | 9 | 0 | 0 | 9 | 0 | 0 | 0 | 9 | 0 | 0 | 0 | 0 | 0 | 9 | 1 | 0 | 1 | 0 | 0 | 0 | 0 | 0 | 0 | 0 | 0 | 9 | 9 | 9 | 1 | 9 | 9 | 9 | 0 | 0 | 0 | 0 | 0 | 0 | 0 | 0 | 0 | 0 | 1 | 1 | 1 | 1 | 0 | 1047.8831 | 1033.7745 | 1078.3768 | 1102.5545 | 1049.2197 | 1052.7334 | 1036.5466 | 1003.2513 | 1101.1105 | 1063.594 | 1055.0967 | 1553.2083 | 1633.0793 | 1033.4566 | 1116.8882 | 1080.1756 | 1058.3455 | 1070.6832 | 1040.8616 | 1046.4401 | 1021.852 | 1047.8831 | 1047.8831 | 1047.8831 | 1047.8831 | 1047.8831 | 1047.8831 | 1047.8831 | 1047.8831 | 1047.8831 | 1047.8831 | 1047.8831 | 1047.8831 | 1047.8831 | 1047.8831 | 1047.8831 | 1047.8831 | 1047.8831 | 1047.8831 | 1047.8831 | 1047.8831 | 1047.8831 | 1047.8831 | 1047.8831 | 1047.8831 | 1047.8831 | 1047.8831 | 1047.8831 | 1047.8831 | 1047.8831 | 1047.8831 | 1047.8831 | 1047.8831 | 1047.8831 | 1047.8831 | 1047.8831 | 1047.8831 | 1047.8831 | 1047.8831 | 1047.8831 | 1047.8831 | 1047.8831 | 1047.8831 | 1047.8831 | 1047.8831 | 1047.8831 | 1047.8831 | 1047.8831 | 1047.8831 | 1047.8831 | 1047.8831 | 1047.8831 | 1047.8831 | 1047.8831 | 1047.8831 | 1047.8831 | 1047.8831 | 1047.8831 | 1047.8831 | 1047.8831 | 1047.8831 | 1047.8831 | 1047.8831 | 1047.8831 | 1047.8831 | 1047.8831 | 1047.8831 | 1047.8831 | 1047.8831 | 1047.8831 | 1047.8831 | 1047.8831 | 1047.8831 | 1047.8831 | 1047.8831 | 1047.8831 | 1047.8831 | 1026.086 | 1047.8831 | 1008.7301 | 1047.8831 | 1047.8831 | 1047.8831 | 1047.8831 | 1038.6377 | 1047.8831 | 1047.8831 | 1047.8831 | 1047.8831 | 1024.4167 | 1047.8831 | 1047.8831 | 1047.8831 | 1047.8831 | 1047.8831 | 1047.8831 | 1047.8831 | 1047.8831 | 1047.8831 | 1047.8831 | 1047.8831 | 1047.8831 | 1047.8831 | 1047.8831 | 1047.8831 | 1047.8831 | 1047.8831 | 1047.8831 | 1047.8831 | 1047.8831 | 1047.8831 | 1047.8831 | 1047.8831 | 1047.8831 | 1047.8831 | 1047.8831 | 1047.8831 | 1047.8831 | 1047.8831 | 1047.8831 | 1047.8831 | 1047.8831 | 1047.8831 | 1047.8831 | 1047.8831 | 1047.8831 | 1047.8831 | 1047.8831 | 1047.8831 | 1047.8831 | 1047.8831 | 1047.8831 | 1047.8831 | 1047.8831 | 1047.8831 | 1047.8831 | 1047.8831 | 1047.8831 | 1047.8831 | 1047.8831 | 1047.8831 | 1047.8831 | 1047.8831 | 1047.8831 | 1047.8831 | 1047.8831 | 1047.8831 | 1047.8831 | 1047.8831 | 1047.8831 | 1047.8831 | 1047.8831 | 1047.8831 | 1047.8831 | 1047.8831 | 1047.8831 | 1047.8831 | 1047.8831 | 1047.8831 | 1047.8831 | 1047.8831 | 1047.8831 | 1047.8831 | 1047.8831 | 1047.8831 | 1047.8831 | 1047.8831 | 1047.8831 | 1047.8831 | 1047.8831 | 1047.8831 | 1047.8831 | 1047.8831 | 1047.8831 | 1047.8831 | 1047.8831 | 1047.8831 | 1047.8831 | 3949 | 1074 | 1 | 4270367 | 154719 | 805489 | 2748328 | 137726 | 14597 | 1496193 | 16355 | 188 | 25846 | 638 | 2 | [10 empty] | 2 | 3 | 0 | 0 | 0 | 0 | 2 | 3 | 9 | 9 | 1406266 | 222713 | 136498 | 115773 | 329748 | 0 | 1354558 | 53582 | 276301 | 374928 | 0 | 222713 | 136498 | 0 | 329748 | 0 | 1354558 | 53582 | 276301 | 374928 | 1380420 | 0 | 115773 | 0 | 0 | 25846 | 0 | 0 | 0 | 0 | [5 empty] | 2
6165 | 3 | 5 | 4 | 1 | 335000 | 8 | 1 | 6 | 2 | 2 | 2 | 3 | 2 | 3 | 5 | 1 | 10 | 1 | 1 | 3 | 2 |  | 1999 | 7 |  | 1 | 2 | 2 | 1 | 1 | 2 | 2 | 2 | 1 | 2 | 2 | 1 | 2 | 2 | 2 | 2 | 1 | [6 empty] | 8 | [13 empty] | 1 | 2 | 15 |  | 1 | 1 | 2 | 1 | 2 | 1 | 2 |  | 5 | 1 | 2 | 1 | 1 | 1 |  |  |  | 12 |  |  | 2 | 1 | 2 | 60 | 4 | 178 | 7 | 1 | 1 | 1 | 1 | 1 | 2 | 1 | 1 |  | 1 | 1 | 2 |  | 2 | 2 | 2 | 2 | 2 | 2 | 2 | 2 | 2 | 1 | [8 empty] | 1 | 2 | [8 empty] | 100 |  | 2 | 1 | 1 | 2 | 2 | 2 | 2 |  | 30 | 70 |  |  |  |  | 3 |  | 1 | 2 | 2 | 1 | 2 | 2 | 2 | 1 | 2 | 2 | 1 | 1 | 2 | [27 empty] | 1 | 1 | 2 | 2 | 2 | 2 | 1 | 2 | [6 empty] | 100 | 2 | 1 | 1 | 2 | 2 | 2 | 2 | 2 |  | 30 | 70 | [5 empty] | 3 |  | 1 | 2 | 1 | 2 |  | 1 | 1 | 2 | 2 | 2 | 1 | 2 | [16 empty] | 1 | 1 | 2 | 2 | 2 | 2 | 1 | 1 | 1 | 1 | 1 | 1 | 1 | 1 | 2 | 1 | [8 empty] | 1 |  |  | 2 | 1 | [8 empty] | 2 | 2 | [8 empty] | 1 | [6 empty] | 2 | 2 | 2 | 2 | 2 | 1 |  |  | 2 | [9 empty] | 1 | 2 | 2 | 2 |  | 2 | [6 empty] | 2 | 2 | 2 | 2 | 2 | 2 | 1 | 2 | 2 | 1 | [9 empty] | 1 | 1 |  |  |  | 1 | 1 | 1 | 2 | 1 | 2 | 2 | 2 | 2 | 2 | 2 |  | 2 | [9 empty] | 1 | 300 | 7 | 2 |  | 1 | 250 | 7 | 150 | 1 | 1 | 1 | 1 | 2 |  | 2 | 2 |  | 1 | 4 | 2 |  | 1 | 75 | 1 | 100 | 4 |  | 10 | 1 | 1 | 1 | 1 | 2 | 2 | 2 | 2 | 2 | 90 | 10 | [5 empty] | 1 | 1 | 1 | 1 | 1 | 1 | 2 | 2 | 2 | 1 | 3 | 2 | 1 | 1 | 2 | 25 | 0 | 0 | 0 | 0 | 0 | 0 | 0 | 0 | 1 | 1 | 0 | 0 | 0 | 0 | 0 | 1 | 0 | 9 | 0 | 0 | 0 | 1 | 1 | 1 | 1 | 1 | 1 | 1 | 1 | 1 | 1 | 1 | 1 | 1 | 1 | 1 | 9 | 9 | 9 | 9 | 9 | 9 | 9 | 9 | 9 | 9 | 9 | 0 | 1 | 0 | 0 | 0 | 0 | 0 | 0 | 0 | 0 | 9 | 0 | 0 | 0 | 0 | 0 | 0 | 9 | 9 | 9 | 0 | 9 | 9 | 0 | 0 | 0 | 0 | 0 | 1 | 0 | 0 | 0 | 0 | 0 | 0 | 0 | 0 | 1 | 0 | 0 | 0 | 0 | 0 | 0 | 0 | 0 | 0 | 0 | 0 | 0 | 0 | 9 | 9 | 9 | 9 | 9 | 9 | 9 | 9 | 1 | 1 | 9 | 9 | 9 | 9 | 9 | 9 | 9 | 9 | 0 | 9 | 0 | 0 | 0 | 0 | 0 | 0 | 0 | 9 | 0 | 0 | 9 | 9 | 9 | 9 | 0 | 9 | 0 | 0 | 0 | 0 | 0 | 0 | 0 | 0 | 0 | 0 | 0 | 0 | 0 | 9 | 9 | 9 | 9 | 9 | 9 | 9 | 9 | 9 | 9 | 9 | 9 | 9 | 9 | 9 | 9 | 9 | 9 | 9 | 9 | 9 | 9 | 9 | 9 | 0 | 0 | 0 | 0 | 0 | 0 | 0 | 0 | 9 | 9 | 9 | 9 | 9 | 9 | 0 | 0 | 0 | 0 | 0 | 0 | 0 | 0 | 0 | 9 | 0 | 0 | 9 | 9 | 9 | 9 | 9 | 0 | 9 | 0 | 0 | 0 | 0 | 9 | 0 | 0 | 0 | 0 | 0 | 0 | 0 | 9 | 9 | 9 | 9 | 9 | 9 | 9 | 9 | 9 | 9 | 9 | 9 | 9 | 9 | 9 | 9 | 0 | 0 | 0 | 0 | 0 | 0 | 0 | 1 | 1 | 1 | 1 | 1 | 1 | 0 | 0 | 0 | 9 | 9 | 9 | 9 | 9 | 9 | 9 | 9 | 1 | 9 | 9 | 0 | 0 | 9 | 9 | 9 | 9 | 9 | 9 | 9 | 9 | 0 | 0 | 9 | 9 | 9 | 9 | 9 | 9 | 9 | 9 | 1 | 9 | 9 | 9 | 9 | 9 | 9 | 1 | 1 | 1 | 1 | 1 | 1 | 9 | 9 | 9 | 9 | 9 | 9 | 9 | 1 | 0 | 0 | 0 | 0 | 0 | 0 | 0 | 0 | 9 | 9 | 9 | 9 | 9 | 9 | 9 | 9 | 9 | 1 | 1 | 9 | 9 | 9 | 1 | 0 | 0 | 0 | 0 | 0 | 0 | 0 | 0 | 0 | 1 | 9 | 1 | 9 | 9 | 9 | 9 | 9 | 9 | 9 | 9 | 9 | 0 | 1 | 1 | 1 | 9 | 0 | 1 | 1 | 1 | 1 | 0 | 0 | 0 | 0 | 9 | 0 | 0 | 9 | 0 | 1 | 0 | 9 | 0 | 1 | 1 | 0 | 0 | 9 | 0 | 0 | 0 | 0 | 0 | 0 | 0 | 0 | 0 | 0 | 0 | 0 | 9 | 9 | 9 | 9 | 9 | 1 | 1 | 1 | 1 | 1 | 1 | 1 | 1 | 0 | 0 | 0 | 1 | 1 | 1 | 1 | 1 | 164.0122 | 164.0122 | 164.0122 | 164.0122 | 164.0122 | 164.0122 | 164.0122 | 164.0122 | 164.0122 | 164.0122 | 164.0122 | 164.0122 | 164.0122 | 164.0122 | 164.0122 | 164.0122 | 164.0122 | 164.0122 | 164.0122 | 164.0122 | 164.0122 | 164.0122 | 164.0122 | 164.0122 | 164.0122 | 164.0122 | 164.0122 | 164.4873 | 163.7963 | 164.0122 | 164.0122 | 165.4727 | 163.3564 | 164.0122 | 164.0122 | 164.0122 | 164.0122 | 165.4525 | 161.1316 | 161.5012 | 164.7453 | 163.8105 | 162.3875 | 165.1485 | 163.9559 | 162.0447 | 166.9391 | 164.0435 | 161.5316 | 165.9494 | 164.0122 | 164.0122 | 164.0122 | 164.0122 | 163.6234 | 164.8164 | 163.5482 | 164.2324 | 163.5377 | 165.0012 | 163.3052 | 165.5169 | 163.7733 | 164.4998 | 164.0122 | 164.0122 | 164.0122 | 164.0122 | 164.0122 | 164.0122 | 164.0122 | 164.0122 | 164.0122 | 164.0122 | 164.0122 | 164.0122 | 164.0122 | 164.0122 | 164.0122 | 164.0122 | 164.0122 | 164.0122 | 164.0122 | 164.0122 | 164.0122 | 164.0122 | 164.0122 | 164.0122 | 164.0122 | 164.0122 | 165.8653 | 164.0122 | 164.0122 | 164.0122 | 164.0122 | 164.0122 | 164.0122 | 164.0122 | 164.0122 | 164.0122 | 164.0122 | 164.0122 | 0 | 164.0122 | 164.0122 | 164.0122 | 164.0122 | 164.0122 | 164.0122 | 164.0122 | 164.0122 | 164.0122 | 164.0122 | 164.0122 | 164.0122 | 164.0122 | 164.0122 | 164.0122 | 164.0122 | 164.0122 | 164.0122 | 164.0122 | 164.0122 | 164.0122 | 164.0122 | 164.0122 | 164.0122 | 164.0122 | 164.0122 | 164.0122 | 164.0122 | 164.0122 | 164.0122 | 164.0122 | 164.0122 | 164.0122 | 164.0122 | 164.0122 | 164.0122 | 164.0122 | 164.0122 | 164.0122 | 164.0122 | 164.0122 | 164.0122 | 164.0122 | 164.0122 | 164.0122 | 164.0122 | 164.0122 | 164.0122 | 164.0122 | 164.0122 | 164.0122 | 164.0122 | 164.0122 | 164.0122 | 164.0122 | 164.0122 | 164.0122 | 164.0122 | 164.0122 | 164.0122 | 164.0122 | 164.0122 | 164.0122 | 164.0122 | 164.0122 | 164.0122 | 164.0122 | 164.0122 | 164.0122 | 164.0122 | 164.0122 | 164.0122 | 164.0122 | 164.0122 | 164.0122 | 164.0122 | 164.0122 | 164.0122 | 164.0122 | 164.0122 | 164.0122 | 164.0122 | 164.0122 | 164.0122 | 164.0122 | 164.0122 | 164.0122 | 164.0122 | 164.0122 | 164.0122 | 164.0122 | 164.0122 | 164.0122 | 164.0122 | 164.0122 | 2291 | 1952 | 1 | 62432166 | 1250255 | 15906645 | 54273473 | 1213490 | 79597 | 8158693 | 36765 |  |  |  | 2 | [10 empty] | 0 | 3 | 0 | 0 | 0 | 3 | 9 | 9 | 9 | 9 | 5910875 | 22104794 | 3421923 | 98587 | 8516796 | 1121280 | 906272 | 1186899 | 3968668 | 15196072 | 607433 | 22104794 | 3421923 | 0 | 8516796 | 0 | 906272 | 1186899 | 3968668 | 13560688 | 5303442 | 0 | 98587 | 1121280 | 1635384 | [10 empty] | 2
6293 | 1 | 1 | 4 | 1 | 700000 | 9 | 3 | 6 | 1 | 1 | 4 | 3 | 1 |  | 10 | 0 | 12 | 2 | 1 | 9 | 2 |  | 995 | 2 |  | 1 | 2 | 2 | 1 | 2 | 1 | 2 | 1 | 1 | 2 | 2 | 2 | 1 | 1 | 2 | 2 | 1 | [6 empty] | 8 | [13 empty] | 1 | 2 | 8 |  | 2 | [5 empty] | 2 |  | 5 | 120 | 8 | 3 | 1 | 1 |  |  |  | 12 |  |  | 1 | 1 | 1 | 168 | 7 | 1250 | 10 | 1 | 1 | 1 | 1 | 1 | 2 | 1 | 1 |  | 1 | 1 | 1 | 2 | 2 | 2 | 2 | 2 | 2 | 2 | 2 | 2 | 2 | 1 | 2 | [7 empty] | 1 | 2 | 2 | [7 empty] | 100 |  | 2 | 1 | 1 | 2 | 1 | 1 | 2 |  | 75 | 50 |  | 50 | 10 |  | 2 | 1 | 2 | 2 | 2 | 1 | 2 | 1 | 2 | 1 | 2 | 1 | 1 | 1 | 1 | [7 empty] | 2 | 2 | 1 | 2 | 2 | 2 | 2 | 2 | 1 |  | 2 | 2 | 2 | 1 | 2 | 1 | 2 |  |  |  | 1 | 1 | 2 | 1 | 2 | 2 | 1 | 2 | 2 | [5 empty] | 85 | 2 | 2 | 1 | 2 | 1 | 2 | 2 | 2 |  |  | 90 |  | 50 |  |  |  | 3 | 1 |  | 2 | 1 | 2 |  | 1 | 1 | 2 | 1 | 2 | 2 | 2 | [7 empty] | 2 | 2 | 1 | 2 | 2 | 2 | 2 | 2 | 1 | 1 | 1 | 2 | 1 | 2 | 2 | 1 | 1 | 1 | 1 | 1 | 1 | 2 | 1 | 2 | 1 | 2 | [7 empty] | 1 |  |  | 1 | 1 | 2 | [7 empty] | 2 | 2 | 2 | [7 empty] | 1 | 1 | [5 empty] | 2 | 2 | 2 | 2 | 1 | 1 |  |  | 2 | 2 | [8 empty] | 1 | 2 | 2 | 2 |  | 1 | [6 empty] | 1 | 1 | 2 | 1 | 2 | 2 | 2 | 1 | 2 | 1 | [9 empty] | 1 | 1 |  |  |  | 1 | 1 | 1 | 1 | 1 | 1 | 1 | 1 | 1 | 2 | 1000 | 200 | 350 | 10 | 250 | 10 | 100 | [5 empty] | 1 | 1400 | 9 | 1 | 3 | 1 | 554 | 8 | 1750 | 2 | 1 | 200 | 6 | 1 | 3 | 2 | 2 |  | 2 |  | 1 | 4 | 1 | 100 | 1 | 85 | 4 | 1 | 50 | 2 | 1 | 1 | 1 | 1 | 1 | 2 | 1 | 2 | 85 | 5 | 30 | 10 |  | 25 |  | 1 | 1 | 1 | 1 | 2 | 2 | 2 | 2 | 3 | 1 | 2 | 1 | 1 | 2 | 1 | 40 | 0 | 0 | 0 | 0 | 0 | 0 | 0 | 0 | 0 | 9 | 0 | 0 | 0 | 0 | 0 | 0 | 0 | 9 | 1 | 0 | 0 | 0 | 0 | 0 | 0 | 0 | 0 | 0 | 0 | 0 | 0 | 0 | 0 | 0 | 0 | 0 | 9 | 9 | 9 | 9 | 9 | 9 | 9 | 9 | 9 | 9 | 9 | 0 | 0 | 0 | 0 | 9 | 9 | 9 | 9 | 9 | 0 | 9 | 0 | 1 | 0 | 0 | 0 | 0 | 9 | 9 | 9 | 0 | 9 | 9 | 0 | 0 | 0 | 0 | 0 | 1 | 0 | 0 | 0 | 0 | 0 | 0 | 0 | 0 | 0 | 0 | 0 | 0 | 0 | 0 | 0 | 0 | 0 | 0 | 0 | 0 | 0 | 0 | 0 | 9 | 9 | 9 | 9 | 9 | 9 | 9 | 0 | 0 | 0 | 9 | 9 | 9 | 9 | 9 | 9 | 9 | 0 | 9 | 0 | 0 | 0 | 0 | 0 | 0 | 0 | 9 | 0 | 0 | 9 | 0 | 0 | 9 | 0 | 0 | 0 | 0 | 0 | 0 | 0 | 0 | 0 | 0 | 0 | 0 | 0 | 0 | 0 | 9 | 9 | 9 | 9 | 9 | 9 | 9 | 0 | 0 | 0 | 0 | 0 | 0 | 0 | 0 | 0 | 9 | 0 | 0 | 0 | 0 | 0 | 0 | 0 | 0 | 0 | 0 | 0 | 0 | 0 | 0 | 0 | 0 | 9 | 9 | 9 | 9 | 9 | 0 | 0 | 0 | 0 | 0 | 0 | 0 | 0 | 0 | 9 | 9 | 0 | 9 | 0 | 9 | 9 | 9 | 0 | 0 | 9 | 0 | 0 | 0 | 9 | 0 | 0 | 0 | 0 | 0 | 0 | 0 | 9 | 9 | 9 | 9 | 9 | 9 | 9 | 0 | 0 | 0 | 0 | 0 | 0 | 0 | 0 | 0 | 0 | 0 | 0 | 0 | 0 | 0 | 0 | 0 | 0 | 0 | 0 | 0 | 0 | 0 | 0 | 0 | 0 | 9 | 9 | 9 | 9 | 9 | 9 | 9 | 0 | 9 | 9 | 0 | 0 | 0 | 9 | 9 | 9 | 9 | 9 | 9 | 9 | 0 | 0 | 0 | 9 | 9 | 9 | 9 | 9 | 9 | 9 | 0 | 0 | 9 | 9 | 9 | 9 | 9 | 0 | 0 | 0 | 0 | 0 | 0 | 9 | 9 | 9 | 9 | 9 | 9 | 9 | 0 | 0 | 0 | 0 | 0 | 0 | 0 | 0 | 0 | 9 | 9 | 9 | 9 | 9 | 9 | 9 | 9 | 9 | 0 | 0 | 9 | 9 | 9 | 0 | 0 | 0 | 0 | 0 | 0 | 0 | 0 | 0 | 0 | 0 | 0 | 0 | 0 | 0 | 0 | 0 | 9 | 9 | 9 | 9 | 9 | 0 | 1 | 0 | 0 | 0 | 0 | 1 | 0 | 0 | 1 | 0 | 1 | 0 | 0 | 0 | 0 | 0 | 9 | 0 | 9 | 0 | 0 | 0 | 0 | 0 | 0 | 0 | 0 | 0 | 0 | 0 | 0 | 0 | 0 | 0 | 0 | 0 | 0 | 0 | 0 | 0 | 0 | 9 | 0 | 9 | 0 | 0 | 0 | 0 | 0 | 0 | 0 | 0 | 0 | 0 | 0 | 0 | 0 | 0 | 0 | 0 | 9.8042 | 9.8062 | 9.8026 | 9.7762 | 9.8076 | 9.8071 | 9.7938 | 9.7805 | 9.7981 | 9.8001 | 9.8309 | 9.809 | 9.8269 | 9.8158 | 9.795 | 9.8094 | 9.7747 | 9.7683 | 9.8143 | 9.7999 | 9.7981 | 9.8302 | 9.8016 | 9.1296 | 10.1769 | 9.7934 | 9.8202 | 9.7976 | 9.8055 | 9.8032 | 9.814 | 9.8578 | 9.735 | 9.7985 | 9.822 | 9.8093 | 9.811 | 9.8015 | 9.8226 | 9.8255 | 9.8335 | 9.7993 | 9.7665 | 9.8323 | 9.7807 | 9.7678 | 9.8245 | 9.8287 | 9.8179 | 9.7608 | 9.7708 | 9.8233 | 9.789 | 9.7671 | 9.7763 | 9.8236 | 9.813 | 9.7625 | 9.8124 | 9.7934 | 9.8111 | 9.7876 | 9.7825 | 9.8131 | 9.8028 | 9.8171 | 9.799 | 9.7977 | 9.8348 | 9.8057 | 9.8119 | 9.8166 | 9.762 | 9.789 | 9.8512 | 9.8039 | 9.8223 | 9.8021 | 9.8305 | 9.8042 | 9.8042 | 9.803 | 9.8063 | 9.8042 | 9.8083 | 9.8052 | 9.8042 | 9.8042 | 9.8048 | 9.8042 | 9.8042 | 9.8042 | 9.8042 | 9.8042 | 9.8049 | 9.8211 | 9.8059 | 9.8046 | 9.8106 | 9.805 | 9.8043 | 9.8042 | 9.8042 | 9.8073 | 9.8044 | 9.8042 | 9.8072 | 9.8042 | 9.8042 | 9.8047 | 9.8067 | 9.8042 | 9.8042 | 9.8043 | 9.804 | 9.8039 | 9.8253 | 9.8025 | 9.8042 | 9.8008 | 9.7954 | 9.8036 | 9.8374 | 9.8042 | 9.7939 | 9.7863 | 9.8525 | 9.8304 | 9.7954 | 9.8046 | 9.8547 | 9.7928 | 9.7765 | 9.8203 | 9.775 | 9.7911 | 0 | 9.8025 | 9.7952 | 9.8002 | 9.7589 | 9.8041 | 9.77 | 9.7978 | 9.8042 | 9.8042 | 9.8009 | 9.8042 | 9.8042 | 9.8058 | 9.8091 | 9.8042 | 9.7993 | 9.8001 | 9.8042 | 9.8042 | 9.8042 | 9.8043 | 9.7962 | 9.8043 | 9.8044 | 9.8042 | 9.791 | 9.8079 | 9.802 | 9.7914 | 9.8025 | 9.8006 | 9.8074 | 9.8072 | 9.8042 | 9.8134 | 9.8138 | 9.8042 | 9.7966 | 9.8147 | 9.7488 | 9.8042 | 9.8072 | 9.7862 | 9.803 | 9.7909 | 9.7958 | 9.7886 | 9.788 | 9.8018 | 9.8041 | 9.7965 | 9.8095 | 9.79 | 9.7968 | 9.791 | 9.7923 | 9.8023 | 9.8112 | 9.7979 | 9.8235 | 9.8082 | 4032 | 938 | 1 | 337879170 | 11481682 | 72397436 | 247020052 | 10691749 | 877982 | 89993155 | 763595 | 6299 | 865963 | 26338 | 2 | [10 empty] | 2 | 3 | 2 | 3 | 2 | 3 | 0 | 0 | 9 | 9 | 75947389 | 30125276 | 8694677 | 3008946 | 12802214 | 9362598 | 140365515 | 8213803 | 17428256 | 31930496 | 3332486 | 30125276 | 8694677 | 0 | 12802214 | 3517848 | 140365515 | 8213803 | 17428256 | 22539977 | 72614903 | 0 | 3008946 | 5844750 | 8524556 | 0 | 0 | 0 | 0 | 865963 | [5 empty] | 1
6603 | 3 | 7 | 4 | 1 | 25500 | 5 | 3 | 1 | 2 | 1 | 1 | 1 | 2 | 2 | 1 |  | 10 | 2 |  |  |  |  | 1987 | 6 |  | 2 | 2 | 2 | 2 | 2 | 2 | 2 | 2 | 2 | 2 | 2 | 2 | 2 | 2 | 2 | 2 | 1 | [6 empty] | 8 | [13 empty] | 2 | [9 empty] | 2 |  | 2 | 1 | 2 | 2 | 2 |  |  | 2 | 2 | 12 |  |  | 2 | 1 | 1 | 45 | 3 | 5 | 3 | 1 | 1 | 1 | 1 | 2 | 2 | 2 | 2 |  | 1 | 1 | 2 |  | 2 | 2 | 2 | 2 | 2 | 2 | 2 | 2 | 2 | 1 | [8 empty] | 1 | 2 | [8 empty] | 80 |  | 2 | 1 | 1 | 2 | 2 | 2 | 2 |  | 100 | 80 |  |  |  |  | 2 | 2 | 1 | 2 | 2 | 1 | 2 | 2 | 2 | 2 | 2 | 2 | 1 | 2 | 2 | [27 empty] | 2 | 1 | 2 | 2 | 2 | 2 | 1 | 2 | [6 empty] | 80 | 2 | 1 | 1 | 2 | 2 | 2 | 2 | 2 |  | 20 | 80 | [5 empty] | 3 | 1 | 1 | 1 | 2 | 2 |  | 2 | 1 | 2 | 2 | 2 | 2 | 2 | [16 empty] | 2 | 1 | 2 | 2 | 2 | 2 | 2 | 1 | 4 | 1 | 4 | 2 |  | 1 | 1 | 2 | [8 empty] | 1 |  |  | 2 | 2 | [8 empty] | 2 | 2 | [8 empty] | 2 | [14 empty] | 2 | [9 empty] | 1 | 2 | 2 | 2 |  | 1 | [6 empty] | 2 | 1 | [7 empty] | 2 | [9 empty] | 1 | 1 |  |  |  | 2 | 1 | 1 | 1 | 2 | 2 | 2 | 1 | 2 | 2 | 1 | 3 |  |  |  | 2 | [6 empty] | 1 | 12 | 3 | 2 |  | 2 | 1 | 1 | 9 | 2 | 1 | 1 | 1 | 2 |  | 2 | 2 |  | 1 | 1 | 2 |  | 1 | 1 | 1 | 20 | 1 |  | 1 | 1 | 1 | 1 | 2 | 2 | 2 | 2 | 2 | 2 | 100 | [7 empty] | 2 | 2 | 2 | 2 | 2 | 2 | 2 | 1 | 1 | 1 | 1 | 2 | 2 | 2 | 10 | 0 | 0 | 0 | 0 | 0 | 0 | 0 | 0 | 0 | 0 | 0 | 9 | 0 | 0 | 9 | 9 | 9 | 9 | 0 | 0 | 0 | 0 | 0 | 0 | 0 | 0 | 0 | 0 | 0 | 0 | 0 | 0 | 0 | 0 | 0 | 0 | 9 | 9 | 9 | 9 | 9 | 9 | 9 | 9 | 9 | 9 | 9 | 0 | 9 | 9 | 9 | 9 | 9 | 9 | 9 | 9 | 0 | 9 | 0 | 0 | 0 | 0 | 0 | 9 | 9 | 0 | 0 | 0 | 9 | 9 | 0 | 0 | 0 | 0 | 0 | 0 | 0 | 0 | 0 | 0 | 0 | 0 | 0 | 0 | 0 | 0 | 0 | 0 | 0 | 0 | 0 | 0 | 0 | 0 | 0 | 0 | 0 | 0 | 9 | 9 | 9 | 9 | 9 | 9 | 9 | 9 | 0 | 0 | 9 | 9 | 9 | 9 | 9 | 9 | 9 | 9 | 0 | 9 | 0 | 0 | 0 | 0 | 0 | 0 | 0 | 9 | 0 | 0 | 9 | 9 | 9 | 9 | 0 | 0 | 0 | 0 | 0 | 0 | 0 | 0 | 0 | 0 | 0 | 0 | 0 | 0 | 0 | 9 | 9 | 9 | 9 | 9 | 9 | 9 | 9 | 9 | 9 | 9 | 9 | 9 | 9 | 9 | 9 | 9 | 9 | 9 | 9 | 9 | 9 | 9 | 9 | 0 | 0 | 0 | 0 | 0 | 0 | 0 | 0 | 9 | 9 | 9 | 9 | 9 | 9 | 0 | 0 | 0 | 0 | 0 | 0 | 0 | 0 | 0 | 9 | 0 | 0 | 9 | 9 | 9 | 9 | 9 | 0 | 0 | 0 | 0 | 0 | 0 | 9 | 0 | 0 | 0 | 0 | 0 | 0 | 0 | 9 | 9 | 9 | 9 | 9 | 9 | 9 | 9 | 9 | 9 | 9 | 9 | 9 | 9 | 9 | 9 | 0 | 0 | 0 | 0 | 0 | 0 | 0 | 0 | 0 | 0 | 0 | 0 | 9 | 0 | 0 | 0 | 9 | 9 | 9 | 9 | 9 | 9 | 9 | 9 | 0 | 9 | 9 | 0 | 0 | 9 | 9 | 9 | 9 | 9 | 9 | 9 | 9 | 0 | 0 | 9 | 9 | 9 | 9 | 9 | 9 | 9 | 9 | 0 | 9 | 9 | 9 | 9 | 9 | 9 | 9 | 9 | 9 | 9 | 9 | 9 | 9 | 9 | 9 | 9 | 9 | 9 | 9 | 0 | 9 | 9 | 9 | 9 | 9 | 9 | 9 | 0 | 9 | 9 | 9 | 9 | 9 | 9 | 9 | 9 | 9 | 0 | 0 | 9 | 9 | 9 | 0 | 0 | 0 | 0 | 0 | 0 | 0 | 0 | 0 | 0 | 0 | 0 | 9 | 9 | 9 | 0 | 9 | 9 | 9 | 9 | 9 | 9 | 0 | 0 | 0 | 0 | 9 | 0 | 0 | 0 | 0 | 0 | 0 | 0 | 0 | 0 | 9 | 0 | 0 | 9 | 0 | 0 | 0 | 9 | 0 | 0 | 0 | 0 | 0 | 9 | 0 | 0 | 0 | 0 | 0 | 0 | 0 | 0 | 0 | 0 | 0 | 9 | 9 | 9 | 9 | 9 | 9 | 9 | 0 | 0 | 0 | 0 | 0 | 0 | 0 | 0 | 0 | 0 | 0 | 0 | 0 | 0 | 0 | 653.8431 | 653.8431 | 653.8431 | 652.9848 | 655.7302 | 657.3031 | 652.2579 | 656.1566 | 656.1566 | 650.484 | 660.9539 | 659.0268 | 651.4488 | 656.5668 | 652.6022 | 652.53 | 656.7065 | 657.8811 | 651.9941 | 653.7271 | 654.0875 | 653.8431 | 653.8431 | 649.3835 | 649.3835 | 649.5274 | 655.8243 | 655.4045 | 650.5599 | 657.2586 | 646.6271 | 657.8864 | 645.663 | 653.8431 | 653.8431 | 653.8431 | 653.8431 | 653.8431 | 653.8431 | 653.8431 | 653.8431 | 653.8431 | 653.8431 | 653.8431 | 653.8431 | 653.8431 | 653.8431 | 653.8431 | 653.8431 | 653.8431 | 653.8431 | 653.8431 | 653.8431 | 653.8431 | 653.8431 | 653.8431 | 653.1382 | 654.1774 | 653.8431 | 653.8431 | 647.1489 | 647.1489 | 649.0157 | 656.1165 | 657.1417 | 657.1417 | 0 | 987.5876 | 653.8431 | 653.8431 | 653.8431 | 653.8431 | 653.8431 | 653.8431 | 653.8431 | 653.8431 | 653.8431 | 653.8431 | 653.8431 | 653.8431 | 653.8431 | 653.8431 | 653.8431 | 653.8431 | 653.8431 | 653.8431 | 660.2081 | 653.8431 | 653.8431 | 653.8431 | 653.8431 | 653.8431 | 653.8431 | 653.8431 | 653.8431 | 653.8431 | 653.8431 | 653.8431 | 653.8431 | 653.8431 | 653.8431 | 653.8431 | 653.8431 | 653.8431 | 653.8431 | 653.8431 | 653.8431 | 653.8431 | 653.8431 | 653.8431 | 653.8431 | 653.8431 | 653.8431 | 653.8431 | 653.8431 | 653.8431 | 653.8431 | 653.8431 | 653.8431 | 653.8431 | 653.8431 | 653.8431 | 653.8431 | 653.8431 | 653.8431 | 653.8431 | 653.8431 | 653.8431 | 653.8431 | 653.8431 | 653.8431 | 653.8431 | 653.8431 | 653.8431 | 653.8431 | 653.8431 | 653.8431 | 653.8431 | 653.8431 | 653.8431 | 653.8431 | 653.8431 | 653.8431 | 653.8431 | 653.8431 | 653.8431 | 653.8431 | 653.8431 | 653.8431 | 653.8431 | 653.8431 | 653.8431 | 653.8431 | 653.8431 | 653.8431 | 653.8431 | 653.8431 | 653.8431 | 653.8431 | 653.8431 | 653.8431 | 653.8431 | 653.8431 | 653.8431 | 653.8431 | 653.8431 | 653.8431 | 653.8431 | 653.8431 | 653.8431 | 653.8431 | 653.8431 | 653.8431 | 653.8431 | 653.8431 | 653.8431 | 653.8431 | 653.8431 | 653.8431 | 653.8431 | 653.8431 | 653.8431 | 653.8431 | 653.8431 | 653.8431 | 653.8431 | 653.8431 | 653.8431 | 653.8431 | 653.8431 | 653.8431 | 653.8431 | 653.8431 | 653.8431 | 653.8431 | 653.8431 | 653.8431 | 653.8431 | 2539 | 2607 | 1 | 6584356 | 85398 | 1233894 | 4210046 | 72229 | 23164 | 2374310 | 13169 |  |  |  | 2 | [10 empty] | 0 | 0 | 0 | 0 | 0 | 0 | 9 | 9 | 9 | 9 | 2531366 | 1263733 | 257920 | 2469 | 516864 | 0 | 152032 | 151516 | 300916 | 1407540 | 157056 | 1263733 | 257920 | 2469 | 516864 | 0 | 152032 | 151516 | 300916 | 1407540 | 2374310 | 0 | 0 | 0 | 0 | [10 empty] | 3
6638 | 4 | 9 | 4 | 1 | 118000 | 7 | 1 | 7 | 2 | 1 | 2 | 3 | 1 |  | 3 | 2 | 9 | 2 | 1 | 2 | 2 |  | 1980 | 6 |  | 1 | 2 | 2 | 2 | 2 | 2 | 2 | 2 | 1 | 2 | 2 | 1 | 2 | 2 | 2 | 2 | 1 | [6 empty] | 8 | [13 empty] | 1 | 2 | 8 |  | 2 | [5 empty] | 2 |  | 5 | 1 | 2 | 1 | 1 | 1 |  |  |  | 12 |  |  | 1 | 1 | 1 | 168 | 7 | 178 | 7 | 1 | 2 | 1 | 1 | 2 | 2 | 1 | 1 |  | 1 | 1 | 1 | 2 | 2 | 2 | 2 | 2 | 2 | 2 | 2 | 2 | 2 | 1 | 2 | [7 empty] | 2 | 2 | 2 | [7 empty] | 100 |  | 2 | 2 | 1 | 2 | 2 | 2 | 2 |  |  | 100 |  |  |  |  | 3 | 2 | [6 empty] | 2 | 1 | 2 | 2 | 1 | 2 | 1 | [27 empty] | 1 | 2 | 2 | 2 | 2 | 2 | 1 | 2 | 2 | [5 empty] | 100 | 2 | 2 | 1 | 2 | 2 | 2 | 2 | 2 |  |  | 100 | [5 empty] | 3 | 1 |  | 2 | 1 | 2 |  | 1 | 1 | 2 | 2 | 2 | 2 | 2 | [16 empty] | 1 | 2 | 2 | 2 | 2 | 2 | 1 | 2 |  | 2 |  | 2 |  | 1 | 2 | 1 | 2 | [7 empty] | 1 |  |  | 2 | 2 | 2 | [7 empty] | 2 | 2 | 2 | [7 empty] | 2 | 1 | [5 empty] | 2 | 2 | 2 | 2 | 2 | 1 |  |  | 2 | 2 | [8 empty] | 1 | 2 | 2 | 2 |  | 1 | [6 empty] | 1 | 2 | [7 empty] | 2 | [9 empty] | 1 | 1 |  |  |  | 1 | 1 | 1 | 1 | 1 | 2 | 1 | 1 | 1 | 2 | 30 | 10 | 15 |  | 10 | 2 | 3 | [5 empty] | 1 | 75 | 5 | 1 | 4 | 2 | 20 | 4 | 20 | 2 | 2 | 0 | 0 | 2 |  | 2 | 2 |  | 2 |  | 2 |  | 1 | 4 | 1 | 100 | 4 | 1 | 50 | 2 | 1 | 1 | 1 | 2 | 2 | 2 | 2 | 2 | 90 | 10 | [5 empty] | 2 | 2 | 2 | 1 | 2 | 2 | 2 | 2 | 2 | 1 | 1 | 1 | 2 | 2 | 1 | 0 | 0 | 0 | 0 | 0 | 0 | 0 | 0 | 0 | 0 | 9 | 0 | 0 | 0 | 0 | 0 | 0 | 0 | 9 | 0 | 0 | 0 | 0 | 0 | 0 | 0 | 0 | 0 | 0 | 0 | 0 | 0 | 0 | 0 | 0 | 0 | 0 | 9 | 9 | 9 | 9 | 9 | 9 | 9 | 9 | 9 | 9 | 9 | 0 | 0 | 0 | 0 | 9 | 9 | 9 | 9 | 9 | 0 | 9 | 0 | 0 | 0 | 0 | 0 | 0 | 9 | 9 | 9 | 0 | 9 | 9 | 0 | 0 | 0 | 0 | 0 | 1 | 0 | 0 | 0 | 0 | 0 | 0 | 0 | 0 | 0 | 0 | 0 | 0 | 0 | 0 | 0 | 0 | 0 | 0 | 0 | 0 | 0 | 0 | 0 | 9 | 9 | 9 | 9 | 9 | 9 | 9 | 0 | 0 | 0 | 9 | 9 | 9 | 9 | 9 | 9 | 9 | 0 | 9 | 0 | 0 | 0 | 0 | 0 | 0 | 0 | 9 | 9 | 0 | 9 | 9 | 9 | 9 | 0 | 0 | 9 | 9 | 9 | 9 | 9 | 9 | 0 | 0 | 0 | 0 | 0 | 0 | 0 | 9 | 9 | 9 | 9 | 9 | 9 | 9 | 9 | 9 | 9 | 9 | 9 | 9 | 9 | 9 | 9 | 9 | 9 | 9 | 9 | 9 | 9 | 9 | 9 | 0 | 0 | 0 | 0 | 0 | 0 | 0 | 0 | 0 | 9 | 9 | 9 | 9 | 9 | 0 | 0 | 0 | 0 | 0 | 0 | 0 | 0 | 0 | 9 | 9 | 0 | 9 | 9 | 9 | 9 | 9 | 0 | 0 | 9 | 0 | 0 | 0 | 9 | 0 | 0 | 0 | 0 | 0 | 0 | 0 | 9 | 9 | 9 | 9 | 9 | 9 | 9 | 9 | 9 | 9 | 9 | 9 | 9 | 9 | 9 | 9 | 0 | 0 | 0 | 0 | 0 | 0 | 0 | 0 | 9 | 0 | 9 | 0 | 9 | 0 | 0 | 0 | 0 | 9 | 9 | 9 | 9 | 9 | 9 | 9 | 0 | 9 | 9 | 0 | 0 | 0 | 9 | 9 | 9 | 9 | 9 | 9 | 9 | 0 | 0 | 0 | 9 | 9 | 9 | 9 | 9 | 9 | 9 | 0 | 0 | 9 | 9 | 9 | 9 | 9 | 0 | 0 | 0 | 0 | 0 | 0 | 9 | 9 | 9 | 9 | 9 | 9 | 9 | 0 | 9 | 9 | 9 | 9 | 9 | 9 | 9 | 0 | 9 | 9 | 9 | 9 | 9 | 9 | 9 | 9 | 9 | 0 | 0 | 9 | 9 | 9 | 0 | 0 | 0 | 0 | 0 | 0 | 0 | 0 | 0 | 0 | 0 | 0 | 0 | 9 | 0 | 0 | 0 | 9 | 9 | 9 | 9 | 9 | 0 | 0 | 0 | 0 | 0 | 0 | 0 | 0 | 0 | 0 | 0 | 0 | 0 | 0 | 9 | 0 | 0 | 9 | 0 | 9 | 0 | 9 | 0 | 0 | 0 | 0 | 0 | 0 | 0 | 0 | 0 | 0 | 0 | 0 | 0 | 0 | 0 | 0 | 0 | 0 | 9 | 9 | 9 | 9 | 9 | 0 | 0 | 0 | 0 | 0 | 0 | 0 | 0 | 0 | 0 | 0 | 0 | 0 | 0 | 0 | 0 | 27.4286 | 27.4286 | 27.4286 | 27.4286 | 27.4286 | 27.4286 | 27.4286 | 27.4286 | 27.4286 | 27.4286 | 27.4286 | 27.4286 | 27.4286 | 27.4286 | 27.4286 | 27.4286 | 27.4286 | 27.4286 | 27.4286 | 27.4286 | 27.4286 | 27.4286 | 27.4286 | 27.4286 | 27.4286 | 27.4286 | 27.4286 | 27.4286 | 27.4286 | 27.4286 | 27.4286 | 27.4286 | 27.4286 | 27.4286 | 27.4286 | 27.4286 | 27.4286 | 27.4286 | 27.4286 | 27.4286 | 27.4286 | 27.4286 | 27.4286 | 27.4286 | 27.4286 | 27.4286 | 27.4286 | 27.4286 | 27.4286 | 27.4286 | 27.4286 | 27.4286 | 27.4286 | 27.4286 | 27.4286 | 27.4286 | 27.4286 | 27.4286 | 27.4286 | 27.4286 | 27.4286 | 27.4286 | 27.4286 | 27.4286 | 27.4286 | 27.4286 | 27.4286 | 27.4286 | 27.4621 | 27.7798 | 27.6456 | 27.4667 | 27.4064 | 28.1094 | 27.138 | 27.5509 | 27.3027 | 27.21 | 27.4656 | 27.4534 | 27.3418 | 27.4286 | 27.4286 | 27.4286 | 27.4286 | 27.4286 | 27.4286 | 27.3177 | 27.4231 | 27.4286 | 27.4286 | 27.5708 | 27.6505 | 55.0243 | 27.4286 | 27.4286 | 27.4286 | 27.4286 | 27.4286 | 27.4286 | 27.4286 | 27.3933 | 27.4286 | 27.4286 | 27.4286 | 27.6801 | 27.4286 | 27.4286 | 27.8522 | 27.4286 | 27.4286 | 27.5064 | 27.4286 | 27.4286 | 27.4286 | 27.4286 | 27.4286 | 27.4286 | 27.4286 | 27.4286 | 27.4286 | 27.4286 | 27.4286 | 27.4286 | 27.4286 | 27.4286 | 27.4286 | 27.4286 | 27.4286 | 27.4286 | 27.4286 | 27.4286 | 27.4286 | 27.4286 | 27.4286 | 27.4286 | 27.4286 | 27.4286 | 27.4286 | 27.4286 | 27.4286 | 27.4286 | 27.4286 | 27.4286 | 27.4286 | 27.4286 | 27.4286 | 27.4286 | 27.4286 | 27.4286 | 27.4286 | 27.4286 | 27.4286 | 27.4286 | 27.4286 | 27.4286 | 27.4286 | 27.4286 | 27.4286 | 27.4286 | 27.4286 | 27.4286 | 27.4286 | 27.4286 | 27.4286 | 27.4286 | 27.4286 | 27.4286 | 27.4286 | 27.4286 | 27.4286 | 27.4286 | 27.4286 | 27.4286 | 27.4286 | 27.4286 | 27.4286 | 27.4286 | 27.4286 | 27.4286 | 27.4286 | 27.4286 | 27.4286 | 27.4286 | 27.4286 | 27.4286 | 27.4286 | 27.4286 | 27.4286 | 27.4286 | 27.4286 | 27.4286 | 27.4286 | 27.4286 | 27.4286 | 27.4286 | 27.4286 | 27.4286 | 1645 | 953 | 1 | 58033183 | 1215967 | 9840011 | 33574118 | 1066210 | 235791 | 24168578 | 142706 | 2113 | 290487 | 7051 | 2 | [10 empty] | 3 | 3 | 0 | 0 | 3 | 0 | 2 | 3 | 9 | 9 | 20844104 | 3504373 | 2938776 | 3324474 | 7274938 | 0 | 10868512 | 229046 | 1106131 | 7942829 | 0 | 3504373 | 2938776 | 0 | 7274938 | 0 | 10868512 | 229046 | 1106131 | 7652342 | 20844104 | 0 | 3324474 | 0 | 0 | 0 | 0 | 0 | 0 | 290487 | [5 empty] | 3
6641 | 1 | 2 | 4 | 1 | 10001 | 4 | 1 | 6 | 2 | 1 | 2 | 2 | 1 |  | 1 |  | 8 | 2 |  |  |  |  | 1990 | 7 |  | 2 | 2 | 2 | 2 | 2 | 2 | 2 | 2 | 2 | 2 | 2 | 2 | 2 | 2 | 2 | 2 | 1 | [6 empty] | 8 | [13 empty] | 1 | 2 | 8 |  | 1 | 1 | 1 | 1 | 2 | 2 | 2 |  | 2 | 2 | 3 | 1 | 1 | 1 |  |  |  | 12 |  |  | 2 | 1 | 2 | 50 | 4 | 23 | 5 | 1 | 2 | 1 | 1 | 2 | 2 | 1 | 1 |  | 1 | 2 | 1 | 2 | 2 | 2 | 2 | 2 | 2 | 2 | 2 | 2 | 1 |  | 2 | [7 empty] | 2 |  | 2 | [7 empty] | 100 |  | 1 | 2 | 2 | 2 | 2 | 2 | 2 | 100 | [6 empty] | 1 | [41 empty] | 1 | 2 | 2 | 2 | 2 | 2 | 1 |  | 2 | [5 empty] | 100 | 1 | 2 | 2 | 2 | 2 | 2 | 2 | 2 | 100 | [7 empty] | 1 | [29 empty] | 1 | 2 | 2 | 2 | 2 | 2 | 1 | 1 | 1 | 1 | 1 | 2 |  | 1 | 1 |  | 2 | [7 empty] | 1 |  |  | 2 |  | 2 | [7 empty] | 2 |  | 2 | [8 empty] | 1 | [5 empty] | 2 | 2 | 2 | 2 | 2 | 1 |  |  |  | 2 | [8 empty] | 2 | 1 | 2 | 2 | [8 empty] | 2 | 2 | [7 empty] | 2 | [9 empty] | 2 | 1 |  |  |  | 2 | 1 | 1 | 1 | 2 | 2 | 2 | 1 | 2 | 2 | 2 | 3 |  |  |  | 3 | [6 empty] | 1 | 30 | 4 | 2 |  | 1 | 0 | 0 | 3 | 2 | 2 | 0 | 0 | 2 |  | 2 | 2 |  | 2 |  | 2 |  | 1 | 1 | 1 | 100 | 4 |  | 0 | 5 | 1 | 1 | 1 | 2 | 2 | 2 | 2 | 2 | 100 | 5 | [5 empty] | 1 | 1 | 2 | 2 | 2 | 2 | 2 | 2 | 1 | 1 | 2 | 1 | 2 | 2 | 2 | 0 | 0 | 0 | 0 | 0 | 0 | 0 | 0 | 0 | 0 | 9 | 0 | 9 | 0 | 0 | 9 | 9 | 9 | 9 | 0 | 0 | 0 | 0 | 0 | 0 | 0 | 0 | 0 | 0 | 0 | 0 | 0 | 0 | 0 | 0 | 0 | 0 | 9 | 9 | 9 | 9 | 9 | 9 | 9 | 9 | 9 | 9 | 9 | 0 | 0 | 0 | 0 | 0 | 0 | 0 | 0 | 0 | 0 | 9 | 0 | 0 | 0 | 0 | 0 | 0 | 9 | 9 | 9 | 0 | 9 | 9 | 0 | 0 | 0 | 0 | 0 | 0 | 0 | 0 | 0 | 0 | 0 | 0 | 0 | 0 | 0 | 0 | 0 | 0 | 0 | 0 | 0 | 0 | 0 | 0 | 0 | 0 | 0 | 9 | 0 | 9 | 9 | 9 | 9 | 9 | 9 | 9 | 0 | 9 | 0 | 9 | 9 | 9 | 9 | 9 | 9 | 9 | 0 | 9 | 0 | 0 | 0 | 0 | 0 | 0 | 0 | 0 | 9 | 9 | 9 | 9 | 9 | 9 | 0 | 9 | 9 | 9 | 9 | 9 | 9 | 9 | 9 | 9 | 9 | 9 | 9 | 9 | 9 | 9 | 9 | 9 | 9 | 9 | 9 | 9 | 9 | 9 | 9 | 9 | 9 | 9 | 9 | 9 | 9 | 9 | 9 | 9 | 9 | 9 | 9 | 9 | 9 | 0 | 0 | 0 | 0 | 0 | 0 | 0 | 9 | 0 | 9 | 9 | 9 | 9 | 9 | 0 | 0 | 0 | 0 | 0 | 0 | 0 | 0 | 0 | 0 | 9 | 9 | 9 | 9 | 9 | 9 | 9 | 0 | 9 | 9 | 9 | 9 | 9 | 9 | 9 | 9 | 9 | 9 | 9 | 9 | 9 | 9 | 9 | 9 | 9 | 9 | 9 | 9 | 9 | 9 | 9 | 9 | 9 | 9 | 9 | 9 | 9 | 0 | 0 | 0 | 0 | 0 | 0 | 0 | 0 | 0 | 0 | 0 | 0 | 9 | 0 | 0 | 9 | 0 | 9 | 9 | 9 | 9 | 9 | 9 | 9 | 0 | 9 | 9 | 0 | 9 | 0 | 9 | 9 | 9 | 9 | 9 | 9 | 9 | 0 | 9 | 0 | 9 | 9 | 9 | 9 | 9 | 9 | 9 | 9 | 0 | 9 | 9 | 9 | 9 | 9 | 0 | 0 | 0 | 0 | 0 | 0 | 9 | 9 | 9 | 9 | 9 | 9 | 9 | 0 | 9 | 9 | 9 | 9 | 9 | 9 | 9 | 0 | 9 | 9 | 9 | 9 | 9 | 9 | 9 | 9 | 9 | 0 | 1 | 9 | 9 | 9 | 0 | 0 | 0 | 0 | 0 | 0 | 0 | 0 | 0 | 0 | 0 | 0 | 9 | 9 | 9 | 0 | 9 | 9 | 9 | 9 | 9 | 9 | 0 | 0 | 0 | 0 | 9 | 0 | 0 | 0 | 0 | 0 | 0 | 0 | 0 | 0 | 9 | 0 | 0 | 9 | 0 | 9 | 0 | 9 | 0 | 0 | 0 | 0 | 0 | 9 | 0 | 0 | 0 | 0 | 0 | 0 | 0 | 0 | 0 | 0 | 0 | 0 | 9 | 9 | 9 | 9 | 9 | 0 | 0 | 0 | 0 | 0 | 0 | 0 | 0 | 0 | 0 | 0 | 0 | 0 | 0 | 0 | 0 | 2864.5641 | 2846.8738 | 2903.2704 | 2896.775 | 2846.2918 | 2855.4257 | 2890.9497 | 2858.0286 | 2862.8061 | 2824.9146 | 2881.1853 | 2847.1578 | 2904.2404 | 2881.6842 | 2862.0819 | 4298.3713 | 4305.5015 | 2868.3619 | 2856.5898 | 2831.3118 | 2860.3246 | 2864.5641 | 2864.5641 | 2864.5641 | 2864.5641 | 2864.5641 | 2864.5641 | 2864.5641 | 2864.5641 | 2864.5641 | 2864.5641 | 2864.5641 | 2864.5641 | 2864.5641 | 2864.5641 | 2864.5641 | 2864.5641 | 2864.5641 | 2864.5641 | 2864.5641 | 2864.5641 | 2864.5641 | 2864.5641 | 2864.5641 | 2864.5641 | 2864.5641 | 2864.5641 | 2864.5641 | 2864.5641 | 2864.5641 | 2864.5641 | 2864.5641 | 2864.5641 | 2864.5641 | 2864.5641 | 2864.5641 | 2864.5641 | 2864.5641 | 2864.5641 | 2864.5641 | 2864.5641 | 2864.5641 | 2864.5641 | 2864.5641 | 2864.5641 | 2864.5641 | 2864.5641 | 2864.5641 | 2864.5641 | 2864.5641 | 2864.5641 | 2864.5641 | 2864.5641 | 2864.5641 | 2864.5641 | 2864.5641 | 2864.5641 | 2864.5641 | 2864.5641 | 2864.5641 | 2864.5641 | 2864.5641 | 2864.5641 | 2864.5641 | 2864.5641 | 2864.5641 | 2864.5641 | 2864.5641 | 2864.5641 | 2864.5641 | 2864.5641 | 2864.5641 | 2864.5641 | 2864.5641 | 2864.5641 | 2864.5641 | 2864.5641 | 2849.2881 | 2864.5641 | 2853.2354 | 2864.5641 | 2864.5641 | 2864.5641 | 2864.5641 | 2877.1607 | 2864.5641 | 2864.5641 | 2870.9756 | 2864.5641 | 2824.9259 | 2864.5641 | 2864.5641 | 2864.5641 | 2864.5641 | 2864.5641 | 2864.5641 | 2864.5641 | 2864.5641 | 2864.5641 | 2864.5641 | 2864.5641 | 2864.5641 | 2864.5641 | 2864.5641 | 2864.5641 | 2864.5641 | 2864.5641 | 2864.5641 | 2864.5641 | 2864.5641 | 2864.5641 | 2864.5641 | 2864.5641 | 2864.5641 | 2864.5641 | 2864.5641 | 2864.5641 | 2864.5641 | 2864.5641 | 2864.5641 | 2864.5641 | 2864.5641 | 2864.5641 | 2864.5641 | 2864.5641 | 2864.5641 | 2864.5641 | 2864.5641 | 2864.5641 | 2864.5641 | 2864.5641 | 2864.5641 | 2864.5641 | 2864.5641 | 2864.5641 | 2864.5641 | 2864.5641 | 2864.5641 | 2864.5641 | 2864.5641 | 2864.5641 | 2864.5641 | 2864.5641 | 2864.5641 | 2864.5641 | 2864.5641 | 2864.5641 | 2864.5641 | 2864.5641 | 2864.5641 | 2864.5641 | 2864.5641 | 2864.5641 | 2864.5641 | 2864.5641 | 2864.5641 | 2864.5641 | 2864.5641 | 2864.5641 | 2864.5641 | 2864.5641 | 2864.5641 | 2864.5641 | 2864.5641 | 2864.5641 | 2864.5641 | 2864.5641 | 2864.5641 | 2864.5641 | 2864.5641 | 2864.5641 | 2864.5641 | 2864.5641 | 2864.5641 | 2864.5641 | 2864.5641 | 2864.5641 | 2864.5641 | 5008 | 1141 | 1 | 1153171 | 33647 | 330400 | 1127325 | 33002 |  |  |  | 188 | 25846 | 645 | 2 | [10 empty] | 2 | 3 | 2 | 3 | 9 | 9 | 2 | 3 | 9 | 9 | 259695 | 161517 | 36917 | 3994 | 138911 | 0 | 83762 | 21305 | 218989 | 228081 | 259695 | 161517 | 36917 | 3994 | 138911 | 0 | 83762 | 21305 | 218989 | 202235 | [5 empty] | 0 | 0 | 0 | 0 | 25846 | [5 empty] | 1